## Month one Submission to DT
Consent Number | Fascility Name | Asset Type (CSO/ SPS/ WwTW) | Asset Category Batching | Instrument Range (mm) | Spill Point (mm) | Trigger Point | Classification (Large/ Small) | DSI_ADD2 (2nd line of address) | DSI_ADD3 (3rd Line of address) | DSI_ADD4 (4th line of address) | DSI_POST_CODE | PR14 Driver | DSI_TYPE | AGR_ISSUED | EFF_SPT_CODE | S11 Descripton of Activity | S32 Discharge Point | S32 Discharge Point NGR | S32 Receiving Water / Environment | AGR_REC_WATER | S33 Overflow setting l/s | S33 Maximum size of solid matter | S33 Screen Apeture Size | S33 Minimum screen capacity flow l/s | S33 Storm tank / storage capacity | Flow rate/DWF/Weir | Site Plan (MCert location marked) provided | S34 Monitoring point | S34 Monitoring type | S34 Monitoring point NGR | S34 Monitoring point reference | NEP Completion Date | Additional/supporting documents provided?
AN0378501 | 11 Robertson Way CSO, newport | CSO | Network CSO with Cello Install | 1114 | 554 | 100% | Small (225mm pipe) | R/O Robertson Way | Newport | Newport | NP20 6QP | EDMW | CSO | 2005-02-24 | Storm Sewage | Storm Sewage | Spills from CSO, through screen and high level overflow to the 225mm outfall pipe. | ST3050491745 | Pantyreos Bk - source to Barrack Hill | Pillmawr Creek | 16l/s | 6mm | 6mm in 2D | Unknown | None |  | Yes | Cello in CSO | Event Duration Monitoring | ST 30504 91745 | Event Duration Monitoring Point | 2020-03-31 | Updated site plan only
BP0293801 | 153 Saron Rd CSO | CSO | Network CSO with Cello Install | 360 | 200 | 100% | Small (200mm pipe) | 153 Saron Rd | Llandybie | Ammanford | SA18 3LN | EDMW | CSO | 2001-10-19 | Storm Sewage | Storm Sewage | Spills from CSO, over weir and through screen to outfall pipe. | SN 60096 12292 | Loughor - conf with Marlais to conf with Aman | Nant-y-Ci | 24 | 10mm | 10mm in 2D | Unknown | None |  | Yes | Cello in CSO | Event Duration Monitoring | SN 60017 12347 | Event Duration Monitoring Point | 2020-03-31 | Updated site plan only
AN0154901 | 21 Gladstone St CSO, Crosskeys | CSO | Network CSO with Cello Install | 864 | 240 | 100% | Small (225mm pipe). | O/S 21, Gladstone St | Cross Keys | Newport | NP11 7PA | EDMW | CSO | 2004-03-04 | Storm Sewage | Storm Sewage | Spills from CSO through screen to 225mm outfall pipe. | ST 21875 91822 | Ebbw R - conf Ebbw Fach R to Maes-glas | The Ebbw Fawr | 94l/s | 10mm | 10mm in 1D | Unknown | None |  | Yes | Cello in CSO | Event Duration Monitoring | ST2198191813 | Event Duration Monitoring Point | 2020-03-31 | Updated site plan only
AN0158001 | 27 Wavell Drive CSO | CSO | Network CSO with Cello Install | 1015 | 550 | 100% | small (300mm pipe) | 27 Wavell Drive | Newport | Newport | NP20 6QL | EDMW | CSO | 2005-02-24 | Storm Sewage | Storm Sewage | Spills from CSO, through screen to outfall pipe. | ST3050491745 | Pantyreos Bk - source to Barrack Hill | Pillmawr Creek | 10l/s | 6mm | 6mm in 2D | Unknown | None |  | Yes | Cello in CSO | Event Duration Monitoring | ST3034591650 | Event Duration Monitoring Point | 2020-03-31 | Updated site plan only
AN0251001 | 4 Tredegar Terrace CSO | CSO | Network CSO with Cello Install | 710 | 120 | 100% | Small (225mm pipe) | Nr 45 Tredegar Terrace | Risca | Newport | NP11 6BW | EDMW | CSO | 1994-08-04 | Storm Sewage | Storm Sewage | Spills from CSO to 225mm outfall pipe. | ST2384090390 | Ebbw R - conf Ebbw Fach R to Maes-glas | Rhynys Brook | Unknown | N/A | N/A | No Screen | None |  | Yes | Cello in CSO | Event Duration Monitoring | ST2382490395 | Event Duration Monitoring Point | 2020-03-31 | Updated site plan only
AE2017305 | 63 Bedwellty Rd CSO | CSO | Network CSO with Cello Install | 917 | 350 | 100% | SMALL | Bedwellty Rd | Aberbargoed | Aberbargoed | CF81 9AX | EDMW | CSO | 1963-10-18 | Storm Sewage | Storm Sewage | Spills from CSO through high level overflow to the outfall pipe. | SO1547000420 | Rhymney R - Nant Bargod Rhymni to conf Nant Cyl | River Bargoed | Unknown | N/A | N/A | No Screen | None |  | Yes | Cello in CSO | Event Duration Monitoring | SO1549500354 | Event Duration Monitoring Point | 2020-03-31 | Updated site plan only
BP0359401 | 88 Harvard Rd CSO | CSO | Network CSO with Cello Install | 1580 | 320 | 100% | Large (375mm pipe). | Nr 88 Havard Rd | Llanelli | Llanelli | SA14 8SD | EDMW | CSO | 2006-12-20 | Storm Sewage | Storm Sewage | Spills from CSO, through screen and over weir to 375mm outfall pipe. | SN5271500803 | Dafen - headwaters to tidal limit | Afon Dafen | 40l/s | 10mm | 10mm in 2D | No Screen | None |  | Yes | Cello in CSO | Event Duration Monitoring | SN 52571 00964 | Event Duration Monitoring Point | 2020-03-31 | Updated site plan only
CM0010101 | Abbey Road CSO | CSO | Network CSO with Cello Install | 610 | 160 | 100% | Small (150mm pipe) | Nr 14 Abbey Rd | Denbigh | Denbigh | LL16 3DL | EDMW | CSO | 2003-03-28 | Storm Sewage | Storm Sewage | Flows that are reversed in the sewer, spill from the CSO, through a screen and discharge to the Henllan Brook via a 150mm outfall pipe. | SJ0594166495 | Clwyd - un-named tributary below Ystrad | Henllan Brook | N/A | 6mm | 6mm in 2D | Unknown | None |  | Yes | Cello in CSO | Event Duration Monitoring | SJ 05941 66495 | Event Duration Monitoring Point | 2020-03-31 | Updated site plan only
AE2003601 | Aberaman Curre St CSO | CSO | Network CSO with Cello Install | 849 | 182 | 100% | Large (18" concrete pipe) | Adj 20, Curre Street | Aberdare | Aberdare | CF44 6UF | EDMW | CSO | 1963-07-30 | Storm Sewage | Storm Sewage | Spills from CSO to 18" outfall pipe. | SO 01130 01840 | R Cynon - conf Aman R to conf R Taff | Unnamed stream near school and thence to River Cynon | Unknown | N/A | N/A | No Screen | None |  | Yes | Cello in CSO | Event Duration Monitoring | SO0112801840 | Event Duration Monitoring Point | 2020-03-31 | Updated site plan only
AN0112301 | Aberaman Wind St CSO Nr Mardy lodge | CSO | Network CSO with Cello Install | 871 | 265 | 100% | Small | Adj Full Moon Hotel and Lower Mardy Lodge, Wind St | Aberdare | Cynon | CF44 7HH | EDMW | CSO | Unknown | Storm Sewage | Storm Sewage | SO 0064002139 | SO 0064002139 | Afon Cynon - source to conf Aman R | Afon Cynon | Unknown | N/A | N/A | No Screen | None |  | Yes | Cello in CSO | Event Duration Monitoring | SO0063302140 | Event Duration Monitoring Point | 2020-03-31 | Updated site plan only
AN0304901 | Abercynon Rugby Club CSO | CSO | Network CSO with Cello Install | 1123 | 608 | 100% | Large (520mm pipe). | Abercynon RFC, The Clubhouse (car park), Park Road | Abercynon | Mountain Ash | CF45 4RU | #N/A | CSO | 2001-03-07 | Storm Sewage | Storm Sewage | Spills from CSO through screen to 520mm outfall pipe. | ST 0781 9575 | #N/A | River Cynon | 925l/s | 6mm | 6mm in 2D | Unknown | None |  | Yes | Cello in CSO | Event Duration Monitoring | ST0776995734 | Event Duration Monitoring Point | 2020-03-31 | Updated site plan only
AW1003903 | Abernant Lake CSO | CSO | Network CSO with Cello Install | 818 | 225 | 100% | Small (200mm pipe) | Entrance of Manor Adventure | Abernant Lake | Llanwrtyd Wells | LD5 4RR | EDMW | CSO | 1989-10-20 | Storm Sewage | Storm Sewage | Spills from CSO, over weir to outfall pipe. | SN8890046150 | R Irfon - conf Afon Gwesyn to conf Cledan | River Irfon | Unknown | N/A | N/A | No Screen | None |  | Yes | Cello in CSO | Event Duration Monitoring | SN 88914 46193 | Event Duration Monitoring Point | 2020-03-31 | Updated site plan only
AD0009302 | Abertillery Park View Terrace CSO | CSO | Network CSO with Cello Install | 710 | 210 | 100% | Small (225mm pipe). | Near 12, Park View Terrace, | Abertillery | Gwent | NP13 1UA | EDMW | CSO | 1968-04-08 | Storm Sewage | Storm Sewage | Spills from CSO over weir to 225mm outfall pipe. | SO 2126 0433 | Ebbw Fach R - source to conf Ebbw R | River Ebbw | 15.7l/s | N/A | N/A | No Screen | None |  | Yes | Cello in CSO | Event Duration Monitoring | SO2128104352 | Event Duration Monitoring Point | 2020-03-31 | Updated site plan only
AD0004820 | Abertillery Six Bells Colliery No.1 CSO | CSO | Network CSO with Cello Install | 2725 | 2190 | 100% | Large (675mm pipe). | 39, Victoria Road | Six Bells | Abertillery | NP13 2LX | EDMW | CSO | 2003-12-09 | Storm Sewage | Storm Sewage | Spills from CSO through screen to 675mm outfall pipe. | SO 21905 02752 | Ebbw Fach R - source to conf Ebbw R | The Ebbw Fach | 848l/s | 6mm | 6mm in 2D | Unknown | None |  | Yes | Cello in CSO | Event Duration Monitoring | SO2192502750 | Event Duration Monitoring Point | 2020-03-31 | Updated site plan only
BW4104101 | Adj 27 Bethel Rd, Llansamlet | CSO | Network CSO with Cello Install | 1062 | 400 | 100% | Large (525mm pipe). | Nr 29 Samlet Rd | Llansamlet | Swansea | SA7 9QP | EDMW | CSO | 2003-11-28 | Storm Sewage | Storm Sewage | Flows in excess of the overflow setting spill from the CSO, through a screen and discharge to an unnamed tributary of the Nant-Bran. | SS6931597375 | Nant y Fendrod - headwaters to conf with Tawe | Tributary of the Nant Bran | 78l/s | 6mm | 6mm in 2D | Unknown | 400m3 |  | Yes | Cello in CSO | Event Duration Monitoring | SS6932197373 | Event Duration Monitoring Point | 2020-03-31 | Updated site plan only
BP0304101 | Afan St CSO | CSO | Network CSO with Cello Install | 944 | 448 | 100% | Small (300mm pipe) | End of Afan St | Port Talbot | Port Talbot | SA13 1AX | rB5 | CSO | 2003-01-29 | Storm Sewage | Storm Sewage | Spills from CSO, through screen and over weir to outfall pipe. | SS7681090395 | Afan - confluence with Pelenna to tidal limit | Afon Afan | 171l/s | 6mm | 6mm in 1D | Unknown | None |  | Yes | Cello in CSO | Event Duration Monitoring | SS7681690398 | Event Duration Monitoring Point | 2020-03-31 | Updated site plan only
AE2017307 | bargoed Colliery CSO, Bedwellty Rd | CSO | Network CSO with Cello Install | 2400 | 2027 | 100% | SMALL | Commercial St | Aberbargoed | Caerphilly | CF81 9DD | EDMW | CSO | Unknown | Storm Sewage | Storm Sewage | ST1531099860 | ST1531099860 | Rhymney R - Nant Bargod Rhymni to conf Nant Cyl | Rhymney | Unknown | [5 empty] | Yes | Cello in CSO | Event Duration Monitoring | ST1530599861 | Event Duration Monitoring Point | 2020-03-31 | Updated site plan only
AN0251401 | Bassaleg Forge Lane near Nos 5 & 6 | CSO | Network CSO with Cello Install | 770 | 280 | 100% | Small (225mm pipe) | 5 Forge Lane | Bassaleg | Newport | NP10 NF8 | EDMW | CSO | 2001-11-01 | Storm Sewage | Storm Sewage | Spills from CSO through screen to 225mm outfall pipe. | ST2792086760 | Ebbw R - conf Ebbw Fach R to Maes-glas | The Ebbw Fawr | 26l/s | 10mm | 10mm in 1D | Unknown | None |  | Yes | Cello in CSO | Event Duration Monitoring | ST2781286703 | Event Duration Monitoring Point | 2020-03-31 | Updated site plan only
AE2017401 | Bedwas Sunnybank Farm CSO | CSO | Network CSO with Cello Install | N/A | 1040 | 100% | Large (450mm pipe) | Nr Sunnybank farm | Rudry Rd, Rudry | Caerphilly | CF83 3DT | EDMW | CSO | 2003-02-28 | Storm Sewage | Storm Sewage | Spills from CSO, through screen and over weir to outfall pipe. | ST1777688227 | Rhymney R - conf Nant Cylla to Chapel Wood | River Rhymney | 490l/s | 6mm | 6mm in 2D | Unknown | None |  | Yes | Cello in CSO | Event Duration Monitoring | ST1765488066 | Event Duration Monitoring Point | 2020-03-31 | Updated site plan only
AF3001309 | Began Rd CSO | CSO | Network CSO with Cello Install | 2030 | 920 | 100% | Large (750mm pipe). | N of 'Pistyll-yr-achddu', Began Road | St Mellons | Cardiff | CF3 6YJ | EDMW | CSO | 2016-04-29 | Storm Sewage | Storm Sewage | Spills from CSO to 750mm outfall pipe. | ST 22466 82630 | Rhymney R - conf Nant Cylla to Chapel Wood | Rhymney River | 2086l/s | N/A | N/A | No Screen | None |  | Yes | Cello in CSO | Event Duration Monitoring | ST2284582734 | Event Duration Monitoring Point | 2020-03-31 | Updated site plan only
BP0244801 | Birchgrove Rd CSO | CSO | Network CSO with Cello Install | 694 | 200 | 100% | Small (300mm pipe) | Birchgrove Rd | Birchgrove | Swansea | SA7 9NA | rB5 | CSO | 2003-03-04 | Storm Sewage | Storm Sewage | Spills from CSO, through screen and over weir to outfall pipe. | SS7048298607 | Nant y Fendrod - headwaters to conf with Tawe | surface water cuulvert, an unnamed tributary of the Nant Bran | 33l/s | 10mm | 10mm in 2D | Unknown | None |  | Yes | Cello in CSO | Event Duration Monitoring | SS7050798602 | Event Duration Monitoring Point | 2020-03-31 | Updated site plan only
AD0015001 | Blaenavon Forgeside CSO | CSO | Network CSO with Cello Install | 2256 | 1350 | 100% | Small (300mm pipe). | Playing Field Side of 40, Cuwood | Forgeside | Blaenavon | NP4 9BL | EDMW | CSO | 2004-01-23 | Storm Sewage | Storm Sewage | Spills when Storm Storage full through screen to 300mm outfall pipe. | SO 24930 08740 | Afon Lwyd - source to conf Dowlais Bk | The Afon Lwyd | 19l/s | 6mm | 6mm in 2D | Unknown | 250m3 |  | Yes | Cello in CSO | Event Duration Monitoring | SO2492808763 | Event Duration Monitoring Point | 2020-03-31 | Updated site plan only
AE2018401 | Blaencwm Rd/Tydraw Terrace CSO | CSO | Network CSO with Cello Install | 1537 | 1100 | 100% | Small (12" dia cast iron pipe). | O/S 1 Blaen-Y-Cwm Road | Blaen-Y-Cwm | Treorchy | CF42 5DR | EDMW | CSO | 1963-11-14 | Storm Sewage | Storm Sewage | Spills from CSO to 300mm outfall pipe. | SS 9286 9907 | Rhondda R - source to conf Afon Rhondda Fach | Rhonda Fawr River | Unknown | N/A | N/A | No Screen | None |  | Yes | Cello in CSO | Event Duration Monitoring | SS9285199069 | Event Duration Monitoring Point | 2020-03-31 | Updated site plan only
AN0332801 | Blaenllechau Long Row CSO | CSO | Network CSO with Cello Install | 1003 | 450 | 100% | Small (225mm pipe). | Rear garden 3, Long Row | Blaenllechau | Ferndale | CF43 4NP | EDMW | CSO | 2003-03-26 | Storm Sewage | Storm Sewage | Spills from CSO through screen to 225mm outfall pipe. | SS 99748 97614 | Afon Rhondda Fach - source to conf Rhondda R | River Rhondda Fach | 68l/s | 10mm | 10mm in 1D | Unknown | None |  | Yes | Cello in CSO | Event Duration Monitoring | SS9976597619 | Event Duration Monitoring Point | 2020-03-31 | Updated site plan only
BP0243501 | Blaenymaes Drive CSO | CSO | Network CSO with Cello Install | 545 | 70 | 100% | Large | Opp 22 Blaenymaes Drive | Blaenymaes | Swansea | SA5 5NT | EDMW | CSO | 1994-07-21 | Storm Sewage | Storm Sewage | Spill via a pipe | SS 63160 96960 | Llan - headwaters to tidal limit | Afon Llan | Unknown | N/A | N/A | No Screen | None |  | Yes | Cello in CSO | Event Duration Monitoring | SS6318296960 | Event Duration Monitoring Point | 2020-03-31 | Updated site plan only
CG0076908 | Bontnewydd Glanrafon No10 | CSO | Network CSO with Cello Install | 400 | 100 | 100% | Small (300mm pipe) | Nr 1 Lon Llanfaglan | Bontnewydd | Caernarfon | LL55 2UW | EDMW | CSO | 1972-01-01 | Storm sewage | Storm sewage | Flows in excess of 6DWF spill from the sewer. | SH4800060100 | Gwyrfai | River Gwyrfai | Unknown | N/A | N/A | No Screen | None |  | Yes | Cello in CSO | Event Duration Monitoring | SH4811060064 | Event Duration Monitoring Point | 2020-03-31 | Updated site plan only
AC0088301 | Bottom of Nine Mile Point Colliery CSO | CSO | Network CSO with Cello Install | 1232 | 100 | 100% | Large (825mm pipe). | Lane Nr 35 Woodfield Park Crescent | Blackwood | Blackwood | NP12 0DB | EDMW | CSO | 2004-01-23 | Storm Sewage | Storm Sewage | Spills from CSO, over weir and through screen to outfall pipe. | ST1863391236 | Sirhowy R - Rock Villas to conf Afon Ebwy | River Sirhowy | 1112l/s | 10mm | 10mm in 1D | Unknown | None |  | Yes | Cello in CSO | Event Duration Monitoring | ST1855791246 | Event Duration Monitoring Point | 2020-03-31 | Updated site plan only
AN0230601 | Brewers Arms CSO, Balaclava Rd, Dowlais | CSO | Network CSO with Cello Install | N/A | N/A | 100% | Large (525mm pipe). | Brewers Arms, Brewery Road | Dowlais | Merthyr Tydfil | CF48 3BU | EDMW | CSO | 2002-03-15 | Storm Sewage | Storm Sewage | Spills from CSO to 525mm outfall pipe. | SO 0611 0783 | Nant Morlais - source to conf R Taff | Morlais Brook | 105l/s | N/A | N/A | No Screen | None |  | Yes | Cello in CSO | Event Duration Monitoring | SO0609407809 | Event Duration Monitoring Point | 2020-03-31 | Updated site plan only
BM0003201 | Britannia Inn CSO, Cwmafan | CSO | Network CSO with Cello Install | 1642 | 1050 | 100% | large (400mm pipe). | Opp Britannia Inn, London Row | Cwmavon | Port Talbot | SA12 9AH | rB5 | CSO | 2003-03-11 | Storm Sewage | Storm Sewage | Spills from CSO, through screen and over weir to outfall pipe. | SS7779891806 | Afan - confluence with Pelenna to tidal limit | Afon Afan | 134 | 6mm | 6mm in 2D | Unknown | None |  | Yes | Cello in CSO | Event Duration Monitoring | SS7781991839 | Event Duration Monitoring Point | 2020-03-31 | Updated site plan only
CG0439401 | Bryn Afon CSO | CSO | Network CSO with Cello Install | 1410 | 1050 | 100% | Small (150mm pipe) | Nr Bryn Afon | Nebo Rd | Llanrwst | LL26 0HL | EDMW | CSO | 2005-12-05 | Storm sewage | Storm sewage | When automatic penstock at SH8081861041 is closed and storm storage facility fully utilised (25m3). Flow then spills through a screen and discharges to the Afon Nant-y-Goron via a 150mm outfall pipe. | SH8086660927 | Nant y Goron | Afon Nant-y-Goron | N/A | 10mm | 10mm in 1D | Unknown | 25m3 |  | Yes | Cello in CSO | Event Duration Monitoring | SH8085960939 | Event Duration Monitoring Point | 2020-03-31 | Updated site plan only
AN0075301 | Brynawel Estate CSO, trecastle | CSO | Network CSO with Cello Install | 1255 | 310 | 100% | Unknown | Field West of Brynawel Estate | Trecastle | Trecastle | LD3 8UG | EDMW | CSO | Unknown | Storm Sewage | Storm Sewage | Spills from CSO, over weir to outfall pipe. | SN8800029100 | R Usk - conf Afon Hydfer to conf Afon Crai | River Usk | Unknown | N/A | N/A | No Screen | None |  | Yes | Cello in CSO | Event Duration Monitoring | SN 87950 29051 | Event Duration Monitoring Point | 2020-03-31 | Updated site plan only
BW4105901 | Cadle Common CSO | CSO | Network CSO with Cello Install | 2393 | 1919 | 100% | Large (375mm pipe). | Cadle Common | Portmead | Swansea | SA5 5 EZ | rB5 | CSO | 2003-03-21 | Storm Sewage | Storm Sewage | Spills from CSO through screen to 375mm outfall pipe. | SS6264996965 | Llan - headwaters to tidal limit | Unnamed tributary of the Afon Llan via surface water sewer | 65l/s | 10mm | 10mm in 2D | Unknown | 385m3 |  | Yes | Cello in CSO | Event Duration Monitoring | SS 62665 96973 | Event Duration Monitoring Point | 2020-03-31 | Updated site plan only
AN0025701 | Caedelyn Park Boundary CSO | CSO | Network CSO with Cello Install | 1618 | 917 | 100% | Large (450mm pipe). | Nr 79, Heol-Y-Nant | Rhiwbina | Cardiff | CF14 6BT | EDMW | CSO | 1987-12-08 | Storm Sewage | Storm Sewage | Spills from CSO through screen to 450mm outfall pipe. | ST 1586 8088 | Whitchurch Bk - source to conf R Taff | Rhydwaedlyd Brook | 236l/s | Unknown | Unknown | Unknown | None |  | Yes | Cello in CSO | Event Duration Monitoring | ST1586680897 | Event Duration Monitoring Point | 2020-03-31 | Updated site plan only
AN0108301 | Canal Rd CSO, Cwmbach | CSO | Network CSO with Cello Install | N/A | N/A | 100% | Large (350mm pipe) | In yard of Marpol Vehicles | Canal Rd | Aberdare | CF44 0AG | EDMW | CSO | Unknown | Storm Sewage | Storm Sewage | SO0261000980 | SO0261000980 | R Cynon - conf Aman R to conf R Taff | River Cynon | [6 empty] | Yes | Cello in CSO | Event Duration Monitoring | SO0259000928 | Event Duration Monitoring Point | 2020-03-31 | Updated site plan only
AN0086301 | Cardiff Ely Plymouthwood Rd No108 | CSO | Network CSO with Cello Install | 1650 | 1250 | 100% | Small (300mm pipe) | 109 Plymouth Rd | Cardiff | Cardiff | CF5 4DF | EDMW | CSO | Unknown | Storm Sewage | Storm Sewage | ST1357476919 | ST1357476920 | Ely R - conf Nant Clun to Allot Gardens, Ely | River Ely | [6 empty] | Yes | Cello in CSO | Event Duration Monitoring | ST1364776799 | Event Duration Monitoring Point | 2020-03-31 | Updated site plan only
AN0087201 | Cardiff Wood St/Havelock St Jn CSO | CSO | Network CSO with Cello Install | 1095 | 620 | 100% | Large | Corner of Park St / Havelock St | Cardiff | Cardiff | CF10 1ET | EDMW | CSO | 1989-10-20 | Storm Sewage | Storm Sewage | ST 1819 7609 | ST 1819 7610 | R Taff - conf Rhondda R to Castle Street | River Taff | Unknown | N/A | N/A | No Screen | None |  | Yes | Cello in CSO | Event Duration Monitoring | ST1818876114 | Event Duration Monitoring Point | 2020-03-31 | Updated site plan only
BH0074203 | Cardigan Hospital CSO | CSO | Network CSO with Cello Install | 1545 | 565 | 100% | SMALL | Cardigan Hospital CSO | Pontycleifon | Cardigan | SA43 1DP | EDMW | CSO | 1991-12-13 | Storm Sewage | Storm Sewage | SN1822046080 | SN1822046080 | Mwidan - headwaters to confluence with Teifi | Afon Teifi | Unknown | Unknown | Unknown | Unknown | None |  | Yes | Cello in CSO | Event Duration Monitoring | SN1821846075 | Event Duration Monitoring Point | 2020-03-31 | Updated site plan only
BP0209901 | Carmarthen Old Llansteffan Rd CSO | CSO | Network CSO with Cello Install | 920 | 815 | 100% | SMALL | Old Llansteffan Rd | Johnstown | Carmathen | SA31 3NG | EDMW | CSO | 1989-10-19 | Storm Sewage | Storm Sewage | Spills from CSO, over weir to outfall pipe. | SN 40020 19480 | Tawelon - headwaters to tidal limit | Towy | Unknown | N/A | N/A | No Screen | None |  | Yes | Cello in CSO | Event Duration Monitoring | SN4002919432 | Event Duration Monitoring Point | 2020-03-31 | Updated site plan only
CM0175201 | Cefn Monsanto CSO | CSO | Network CSO with Cello Install | 1280 | 300 | 100% | 0 | Nr Rubber Factory, Aber-Nant | Cefn Mawr | Wrexham | LL14 3SN | EDMW | CSO |  | Storm Sewage | / | SJ2750042900 | SJ2750042900 | Trefnant Brook | Tref Y Nant Brook | Unknown | N/A | N/A | N/A | None |  | Yes | Cello in CSO | Event Duration Monitoring | SJ2753442856 | Event Duration Monitoring Point | 2020-03-31 | Updated site plan only
AD0010621 | Chapel Lane CSO, Cwmbran | CSO | Network CSO with Cello Install | 592 | 104 | 100% | Small (225mm pipe). | Chapel Lane (Adj Bridge Path) | Cwmbran | Cwmbran | NP44 2PP | EDMW | CSO | 1969-02-12 | Storm Sewage | Storm Sewage | Spills from CSO to 225mm outfall pipe. | ST 2994 9723 | Afon Lwyd - source to conf Dowlais Bk | Afon Lwyd | 0.8l/s | N/A | N/A | No Screen | None |  | Yes | Cello in CSO | Event Duration Monitoring | ST2994997238 | Event Duration Monitoring Point | 2020-03-31 | Updated site plan only
AN0111601 | Clydach Rd, Ynysbwl | CSO | Network CSO with Cello Install | 1480 | 1160 | 100% | Small (300mm pipe). | Clydach Park, Clydach Road | Ynysybwl | Pontypridd | CF37 3LS | EDMW | CSO | 2004-01-08 | Storm Sewage | Storm Sewage | Spills from CSO through screen to 300mm outfall pipe. | ST 05714 94852 | Nant Clydach - source to conf R Taff | The Nant Clydach | 21l/s | 6mm | 6mm in 2D | Unknown | None |  | Yes | Cello in CSO | Event Duration Monitoring | ST0570194839 | Event Duration Monitoring Point | 2020-03-31 | Updated site plan only
AN0360701 | Commercial St CSO, Abertillery | CSO | Network CSO with Cello Install | 1470 | 945 | 100% | Small (300mm pipe). | Rear of St Michaels Church, High Street | Abertillery | Abertillery | NP13 1DH | EDMW | CSO | 2008-12-19 | Storm Sewage | Storm Sewage | Spills from CSO through screen to 300mm outfall pipe. | SO 21681 04131 | Ebbw Fach R - source to conf Ebbw R | Afon Tillery | 95l/s | 6mm | 6mm in 2D | Unknown | None |  | Yes | Cello in CSO | Event Duration Monitoring | SO2169804135 | Event Duration Monitoring Point | 2020-03-31 | Updated site plan only
CG0360501 | Corwen Corner Station Yard CSO | CSO | Network CSO with Cello Install | 930 | 650 | 100% | Small (200mm pipe) | Old Station Yard, Bridge St | Corwen | Denbigh | LL21 0HH | EDMW | CSO | 1994-07-21 | Storm Sewage | Storm Sewage | Spills from CSO, through high level overflow to the 200mm outfall pipe. | SJ0728043500 | Dee - Ceiriog to Alwen | River Dee | Unknown | N/A | N/A | No Screen | None |  | Yes | Cello in CSO | Event Duration Monitoring | SJ0729643502 | Event Duration Monitoring Point | 2020-03-31 | Updated site plan only
AD0010620 | Crumlin Rd 2, Pontypool | CSO | Network CSO with Cello Install | 955 | 120 | 100% | Small (225mm pipe). | Opp 10, Crumlin Road | Pontpool | Torfaen | NP4 6AS | EDMW | CSO | 1969-02-12 | Storm Sewage | Storm Sewage | Spills from CSO to 225mm pipe. | SO 2768 0038 | Afon Lwyd - source to conf Dowlais Bk | Trosnant Brook | 5.3l/s | N/A | N/A | No Screen | None |  | Yes | Cello in CSO | Event Duration Monitoring | SO2767100442 | Event Duration Monitoring Point | 2020-03-31 | Updated site plan only
AD0010616 | Cwmavon Rising Sun Bridge CSO | CSO | Network CSO with Cello Install | 487 | 106 | 100% | Small (225mm pipe). | Rising Sun Public House, Cwnavon Road | Abersychan | Pontypool | NP4 8PP | EDMW | CSO | 1969-02-12 | Storm Sewage | Storm Sewage | Spills from CSO to 225mm outfall pipe. | SO 27019 04310 | Afon Lwyd - source to conf Dowlais Bk | Afon Lwyd | 7.9l/s | N/A | N/A | No Screen | None |  | Yes | Cello in CSO | Event Duration Monitoring | SO2701904310 | Event Duration Monitoring Point | 2020-03-31 | Updated site plan only
AD0008101 | Cwmbran Sebastopol Avondale Rd | CSO | Network CSO with Cello Install | 1555 | 920 | 100% | Large (600mm pipe). | Waterloo Inn, Avondale Road | Sebastopol | Pontypool | NP4 5YH | EDMW | CSO | 1968-03-28 | Storm Sewage | Storm Sewage | Spills from CSO to 600mm outfall pipe. | ST 2970 9773 | Afon Lwyd - source to conf Dowlais Bk | Unnamed tributary of the Afon Lwyd | 40l/s | N/A | N/A | No Screen | None |  | Yes | Cello in CSO | Event Duration Monitoring | ST2966697727 | Event Duration Monitoring Point | 2020-03-31 | Updated site plan only
AN0108401 | Cwmpennar CSO, Adj Low Rd, Moutain Ash | CSO | Network CSO with Cello Install | 837 | 330 | 100% | unknown | Adj Long Row | Mountain Ash | Aberdare | CF45 4DL | EDMW | CSO | 1989-10-20 | Storm Sewage | Storm Sewage | Spills from CSO, over weir to outfall pipe. | SO0418000110 | R Cynon - conf Aman R to conf R Taff | Tributary of the River Cynon | Unknown | N/A | N/A | No Screen | None |  | Yes | Cello in CSO | Event Duration Monitoring | SO0418900055 | Event Duration Monitoring Point | 2020-03-31 | Updated site plan only
AN0091101 | Dixs Field CSO, Pentrebach, Merthyr | CSO | Network CSO with Cello Install | 1662 | 240 | 100% | large | Unit 10, Merthyr Tydfil Ind Est | Pentrebach | Merthyr Tydfil | CF48 4DR | EDMW | CSO | 1981-01-01 | Storm Sewage | Storm Sewage | SO0657003280 | SO0657003280 | R Taff - conf Taf Fechan to conf R Cynon | Pentreback Brook | Unknown | Unknown | Unknown | Unknown | None |  | Yes | Cello in CSO | Event Duration Monitoring | SO0658403276 | Event Duration Monitoring Point | 2020-03-31 | Updated site plan only
AW1003904 | Dolwen Fields CSO | CSO | Network CSO with Cello Install | 750 | 165 | 100% | Large (350mm pipe) | Playing fields nr Cobweb Cottages | Llanwrtyd Wells | Llanwrtyd Wells | LD5 4TB | EDMW | CSO | 1989-10-20 | Storm sewage | Storm sewage | Spills from CSO, through screen and high level overflow to outfall pipe. | SN90034628 | R Irfon - conf Afon Gwesyn to conf Cledan | River Irfon | Unknown | Unknown | Unknown | Unknown | None |  | Yes | Cello in CSO | Event Duration Monitoring | SN8795146259 | Event Duration Monitoring Point | 2020-03-31 | Updated site plan only
CG0076901 | Dorlan Goch CSO | CSO | Network CSO with Cello Install | 555 | 80 | 100% | Small (300mm pipe) | Nr 2 Green Bank | Goresion | Caernarfon | LL54 7DP | EDMW | CSO | 1972-01-01 | Storm Sewage | Storm Sewage | Flows in excess of 6DWF spill from the CSO and discharge to an unnamed stream. | SH4740056400 | Llifon | Unnamed stream | 6DWF | N/A | N/A | No Screen | None |  | Yes | Cello in CSO | Event Duration Monitoring | SH 48700 55200 | Event Duration Monitoring Point | 2020-03-31 | Updated site plan only
AN0108701 | Duffryn Rd Mount 2 CSO | CSO | Network CSO with Cello Install | 180 | 500 | 100% | Unknown | Opp Memorial, Duffryn Woods | Duffryn Rd | Mountain Ash | CF45 4DF | EDMW | CSO | 1989-10-20 | Storm Sewage | Storm Sewage | ST0442099840 | ST0442099840 | R Cynon - conf Aman R to conf R Taff | River Cynon | Unknown | N/A | N/A | Unknown | None |  | Yes | Cello in CSO | Event Duration Monitoring | ST0439399848 | Event Duration Monitoring Point | 2020-03-31 | Updated site plan only
AE2017101 | East Orchard Castle CSO | CSO | Network CSO with Cello Install | 1774 | 514 | 100% | Small (225mm pipe). | B4265, Nr East Orchard Castle | St Athan | Barry | CF62 4LD | EDMW | CSO | 2006-03-20 | Storm Sewage | Storm Sewage | Spills from CSO through screen to 225mm outfall pipe. | ST 02913 67703 | Thaw - headwaters to confluence with Kenson | River Thaw | 74l/s | 10mm | 10mm in 1D | Unknown | None |  | Yes | Cello in CSO | Event Duration Monitoring | SJ4158062680 | Event Duration Monitoring Point | 2020-03-31 | Updated site plan only
AN0361801 | Ebbw Vale Beaufort Rd & Badminton Grove Junction | CSO | Network CSO with Cello Install | 1668 | 800 | 100% | Small (255mm pipe) | Beaufort Rd & Badminton Grove Jnct | Ebbw Vale | Ebbw Vale | NP23 5LL | EDMW | CSO | 2007-03-27 | Storm Sewage | Storm Sewage | Spills from CSO, through high level overflow to 225mm outfall pipe. | SO 16872 10541 | Ebbw R - source to conf Ebbw Fach R | Ebbw Fawr | 121l/s | N/A | N/A | No Screen | None |  | Yes | Cello in CSO | Event Duration Monitoring | SO 16846 10640 | Event Duration Monitoring Point | 2020-03-31 | Updated site plan only
AC0109901 | Ebbw Vale PontyGof | CSO | Network CSO with Cello Install | 1626 | 810 | 100% | Small (300mm pipe). | Car Park, Vestry House | Pont-y-Gof | Ebbw Vale | NP23 5AZ | EDMW | CSO | 2003-02-27 | Storm Sewage | Storm Sewage | Spills from CSO through screen to 300mm outfall pipe. | SO 16897 10023 | Ebbw R - source to conf Ebbw Fach R | River Ebbw | 30l/s | 6mm | 6mm in 2D | Unknown | None |  | Yes | Cello in CSO | Event Duration Monitoring | SO1688610049 | Event Duration Monitoring Point | 2020-03-31 | Updated site plan only
AD0008607 | Ebbw Vale Rugby Ground Rear of Stand | CSO | Network CSO with Cello Install | 1605 | 1202 | 100% | Large (450mm pipe). | Ebbw Vale Rugby Club, Eugene Cross Park | Ebbw Vale | Ebbw Vale | NP23 5AX | EDMW | CSO | 2002-11-22 | Storm Sewage | Storm Sewage | Spills over weir through static screen to 450mm outfall pipe. | SO 16814 10338 | Ebbw R - source to conf Ebbw Fach R | The Ebbw River | 132l/s | 10mm | 10mm in 1D | Unknown | None |  | Yes | Cello in CSO | Event Duration Monitoring | SO1682510328 | Event Duration Monitoring Point | 2020-03-31 | Updated site plan only
AN0116701 | Elizabeth St CSO | CSO | Network CSO with Cello Install | 925 | 495 | 100% | Large (375mm pipe). | In car park off Elizabeth Street | Aberdare | Cardiff | CF44 7LN | EDMW | CSO | 2002-07-31 | Storm Sewage | Storm Sewage | Spills through screen to 400mm outfall pipe. | SO 00305 02394 | Afon Cynon - source to conf Aman R | A tributary of the River Cynon | 24l/s | 6mm | 6mm in 2D | Unknown | None |  | Yes | Cello in CSO | Event Duration Monitoring | SO0028702388 | Event Duration Monitoring Point | 2020-03-31 | Updated site plan only
NPSWQD004364 | End of Park Place CSO, Cilfynydd | CSO | Network CSO with Cello Install | N/A | N/A | 100% | Small (300mm pipe) | Park Place | Cilfynydd | Pontypridd | CF37 4NW | EDMW | CSO | 2008-12-23 | Storm Sewage | Storm Sewage | ST0885792662 | ST0885792662 | R Taff - conf R Cynon to conf Rhondda R | Nant Cae-Dudwg | 82l/s | N/A | N/A | No Screen | None |  | Yes | Cello in CSO | Event Duration Monitoring | ST0886192654 | Event Duration Monitoring Point | 2020-03-31 | Updated site plan only
AN0332901 | Ferndale btw Taff St & Station Rd | CSO | Network CSO with Cello Install | 680 | 255 | 100% | Small (225mm pipe). | Rear 46, Taff St | Blaenllechau | Ferndale | CF43 4NG | EDMW | CSO | 2003-03-26 | Storm Sewage | Storm Sewage | Spills from CSO through screen to 225mm outfall pipe. | ST 00053 97180 | Afon Rhondda Fach - source to conf Rhondda R | River Rhondda Fach | 17l/s | 10mm | 10mm in 1D | Unknown | None |  | Yes | Cello in CSO | Event Duration Monitoring | ST0001897245 | Event Duration Monitoring Point | 2020-03-31 | Updated site plan only
AN0351101 | Forge Lane near Vicarage CSO, Bassaleg | CSO | Network CSO with Cello Install | 740 | 310 | 100% | Large (300mm from consent) | Nr Vicarage Glebe House | Bassaleg | Newport | NP10 8ND | EDMW | CSO | 2003-11-21 | Storm Sewage | Storm Sewage | Spills from CSO, through screen and over weir to outfall pipe. | ST2771686948 | Ebbw R - conf Ebbw Fach R to Maes-glas | tributary of the River Ebbw | 74l/s | 10mm | 10mm in 1D | Unknown | None |  | Yes | Cello in CSO | Event Duration Monitoring | ST2768886997 | Event Duration Monitoring Point | 2020-03-31 | Updated site plan only
AE2002401 | Forge Tip CSO Aberdare | CSO | Network CSO with Cello Install | 736 | 165 | 100% | Small (225mm pipe). | 11, Forge Tip | Aberdare | Cynon | CF44 0RW | EDMW | CSO | 2010-10-23 | Storm Sewage | Storm Sewage | Spills from CSO through screen to 225mm outfall pipe. | SO 0077 0314 | Afon Cynon - source to conf Aman R | Nant Wenallt and thence to River Cynon | 61l/s | 6mm | 6mm in 2D | Unknown | None |  | Yes | Cello in CSO | Event Duration Monitoring | SO0083303180 | Event Duration Monitoring Point | 2020-03-31 | Updated site plan only
BP0293701 | GCG - rear of 40 Ger yr Afon | CSO | Network CSO with Cello Install | N/A | N/A | 100% | Small (250mm pipe) | R/O 40 Ger Yr Afon | Gwaun Cae Gurwen | Ammanford | SA18 1HN | EDMW | CSO | 2001-10-19 | Storm Sewage | Storm Sewage | If the incoming flow exceeds the capacity of the flow restriction, the level in the CSO chamber rises and spill flows pass through the screen, discharging over the weir to the outfall pipe. | SN7037411438 | Garnant - headwaters to confluence with Aman | Nant Hir | 58l/s | 10mm | 10mm in 2D | Unknown | None |  | Yes | Cello in CSO | Event Duration Monitoring | SN 70374 11438 | Event Duration Monitoring Point | 2020-03-31 | Updated site plan only
AN0250301 | Glan Ebbw terrace CSO, Abertillery | CSO | Network CSO with Cello Install | 1010 | 380 | 100% | Small | 5 Glan Ebbw Terrace | Abertillery | Gwent | NP13 1UL | EDMW | CSO | 1994-08-04 | Storm Sewage | Storm Sewage | Spills from CSO to pipe. | SO2150004030 | Ebbw Fach R - source to conf Ebbw R | Afon Tillery | Unknown | N/A | N/A | No Screen | None |  | Yes | Cello in CSO | Event Duration Monitoring | SO2154704061 | Event Duration Monitoring Point | 2020-03-31 | Updated site plan only
BW0800601 | Heol Nazareth 2 CSO | CSO | Network CSO with Cello Install | 975 | 240 | 100% | Large (375mm pipe). | Nr 1 Heol Nazareth | Llanelli | Llanelli | SA15 5TB | EDMW | CSO | 2002-03-13 | Storm sewage | Storm sewage | Flows in excess of the overflow setting spill from the CSO, through a screen and discharge to the Gwendraeth Fawr. | SN46860841 | Gwendraeth Fawr - Afan Goch to tidal limit | Gwendraeth Fawr | 17l/s | 6mm | 6mm in 2D | Unknown | None |  | Yes | Cello in CSO | Event Duration Monitoring | SN4692508548 | Event Duration Monitoring Point | 2020-03-31 | Updated site plan only
AN0408701 | Herbert St CSO | CSO | Network CSO with Cello Install | 1982 | 1520 | 100% | Large (525mm pipe) | River Terrace | Treorchy | Treorchy | CF42 6AW | EDMW | CSO | 2008-11-27 | Storm Sewage | Storm Sewage | Spills from CSO, through screen and over weir to 525mm outfall pipe. | SS9588596696 | Rhondda R - source to conf Afon Rhondda Fach | River Rhondda | 340l/s | 6mm | 6mm in 2D | Unknown | None |  | Yes | Cello in CSO | Event Duration Monitoring | SS 95648 96762 | Event Duration Monitoring Point | 2020-03-31 | Updated site plan only
AE2017309 | High St CSO, Glan-y-Nant | CSO | Network CSO with Cello Install | 976 | 750 | 100% | Small (225mm pipe) | Western end of High St | Pengam | Blackwood | NP12 3SY | EDMW | CSO | 2006-03-02 | Storm Sewage | Storm Sewage | Spills from CSO, through screen and over weir to 225mm outfall pipe. | ST 15418 97558 | Rhymney R - Nant Bargod Rhymni to conf Nant Cyl | River Rhymney | 43l/s | 6mm | 6mm in 2D | Unknown | None |  | Yes | Cello in CSO | Event Duration Monitoring | ST 15418 97558 | Event Duration Monitoring Point | 2020-03-31 | Updated site plan only
AN0098601 | Hirwaun Trenant No66 Rear of Garden | CSO | Network CSO with Cello Install | 890 | 200 | 100% | small | Rear Garden 66 Trenant | Hirwaun | Aberdare | CF44 9LA | EDMW | CSO | Unknown | Storm Sewage | Storm Sewage | SN9663005130 | SN9663005130 | Afon Cynon - source to conf Aman R | Tributary of the River Cynon | Unknown | Unknown | Unknown | Unknown | None |  | Yes | Cello in CSO | Event Duration Monitoring | SN9663005130 | Event Duration Monitoring Point | 2020-03-31 | Updated site plan only
BP0117501 | Hoyland Rd Pembroke MH 1301 | CSO | Network CSO with Cello Install | 968 | 422 | 100% | Small (150mm pipe). | Opp 3, Twopenny Hay Cl | Pembroke | Pembroke | SA71 4BW | EDMW | CSO | 1999-09-15 | Storm Sewage | Storm Sewage | Spills from CSO through screen to 150mm outfall pipe. | SM 9907 0145 | Pembroke - headwaters to tidal limit | Upper Mill Pond | 9l/s | 10mm | 10mm in 1D | Unknown | None |  | Yes | Cello in CSO | Event Duration Monitoring | SM9916901348 | Event Duration Monitoring Point | 2020-03-31 | Updated site plan only
AN0111801 | Junction of David St & Pant Rd, Aberaman | CSO | Network CSO with Cello Install | 1227 | 785 | 100% | small | 43 Davis St | Aberdare | Cynon | CF44 6UX | EDMW | CSO | 1980-01-01 | Storm Sewage | Storm Sewage | SO0134001480 | SO0134001480 | Afon Cynon - source to conf Aman R | River Aman | Unknown | N/A | N/A | No Screen | None |  | Yes | Cello in CSO | Event Duration Monitoring | SO0133401482 | Event Duration Monitoring Point | 2020-03-31 | Updated site plan only
CG0082901 | Llanelltyd PS CSO | CSO | Network CSO with Cello Install | 1260 | 390 | 100% | Unknown | Csycod Celyn | Llanelltyd | Dolgellau | LL40 2TA | EDMW | CSO | 1974-03-31 | Storm Sewage | #REF! | SH7160019200 | SH7160019200 | MAWDDACH | Afon Mawddach | Unknown | N/A | N/A | No Screen | Unknown |  | Yes | Cello in CSO | Event Duration Monitoring | SH7134819435 | Event Duration Monitoring Point | 2020-03-31 | Updated site plan only
AN0122701 | Llwynypia Rd CSO, Tonypandy | CSO | Network CSO with Cello Install | 1815 | 350 | 100% | Small (300mm pipe) | Llwynypia Rd | Tonypandy | Tonypandy | CF40 2EL | EDMW | CSO | 2002-02-28 | Storm Sewage | Storm Sewage | SS99409294 | SS99409294 | Rhondda R - source to conf Afon Rhondda Fach | River Rhondda | 7l/s | 10mm | 10mm in 1D | Unknown | None |  | Yes | Cello in CSO | Event Duration Monitoring | SS9920992906 | Event Duration Monitoring Point | 2020-03-31 | Updated site plan only
BP0303101 | Lon-Y-Caridan CSO | CSO | Network CSO with Cello Install | 1825 | 1160 | 100% | Large (450mm pipe) | Lon-Y-Cariadon | North Cornelly | Bridgend | CF33 4NL | rB5 | CSO | 2003-03-05 | Storm Sewage | Storm Sewage | Spills from CSO, through screen and over weir to outfall pipe. | SS8206282139 | Kenfig - headwaters to conf with Nant Cwm Philip | Afon Fach | 36l/s | 6mm | 6mm in 2D | Unknown | None |  | Yes | Cello in CSO | Event Duration Monitoring | SS8207882144 | Event Duration Monitoring Point | 2020-03-31 | Updated site plan only
CM0039401 | Lower Farm CSO, Drury | CSO | Network CSO with Cello Install | 1278 | 555 | 100% | Unknown | Nr 124 Drury Lane | Buckley | Buckley | CH7 3DY | EDMW | CSO | 1967-01-23 | Storm Sewage | Storm Sewage | Spills from CSO over flume channel to outfall pipe. | SJ2989064440 | Sandycroft Drain | unnamed tributary of the Broughton Brook | Unknown | N/A | N/A | No Screen | None |  | Yes | Cello in CSO | Event Duration Monitoring | SJ2996064496 | Event Duration Monitoring Point | 2020-03-31 | Updated site plan only
AN0331201 | Maesycwmmer A472 Junction CSO | CSO | Network CSO with Cello Install | 1301 | 740 | 100% | Small (300mm pipe) | Off A472 | Maesycwmmer | Maesycwmmer | CF82 7ED | EDMW | CSO | 2003-03-11 | Storm Sewage | Storm Sewage | Flows in excess of the overflow setting spill from the CSO, through a screen and discharge to the river Rhymney. | ST1489194145 | Rhymney R - Nant Bargod Rhymni to conf Nant Cyl | River Rhymney | 65l/s | 6mm | 6mm in 2D | Unknown | None |  | Yes | Cello in CSO | Event Duration Monitoring | ST1491494108 | Event Duration Monitoring Point | 2020-03-31 | Updated site plan only
AN0156201 | Maple Close CSO, Underwood | CSO | Network CSO with Cello Install | 970 | 418 | 100% | Small (250mm pipe) | Adj No 21 Maple Close | Llanmartin | Newport | NP18 2ET | EDMW | CSO |  | Storm Sewage | Storm Sewage | Spills from CSO, over weir to 250mm outfall pipe. | ST 38190 88100 | Monks Ditch - source to Wainbridge | Monks Ditch | Unknown | N/A | N/A | No Screen | None |  | Yes | Cello in CSO | Event Duration Monitoring | ST 38190 88100 | Event Duration Monitoring Point | 2020-03-31 | Updated site plan only
AE2025207 | Mill St CSO, Tonyrefail | CSO | Network CSO with Cello Install | 540 | 400 | 100% | Large (600mm sewer unknown outfall pipe) | Nr 1, Lanelay Crescent | Pontypridd | Pontypridd | CF37 1JB | EDMW | CSO | 1964-04-15 | Storm Sewage | Storm Sewage | ST 00871 87858 | ST 00871 87858 | Ely R - source to conf Nant Mychydd | River Ely | 6 times DWF | N/A | N/A | No Screen | None |  | Yes | Cello in CSO | Event Duration Monitoring | ST0086287864 | Event Duration Monitoring Point | 2020-03-31 | Updated site plan only
CM0031501 | Mold Bryn Coch Lane/Lon Y Parc CSO | CSO | Network CSO with Cello Install | 670 | 450 | 100% | Large (400mm pipe). | Bryn Coch Lane / Lon Y Parc | Mold | Mold | CH7 1PS | EDMW | CSO | 1965-10-28 | Storm Sewage | Storm Sewage | Spills from CSO over weir to 400mm outfall pipe. | SJ 23410 63430 | Alyn - Leadmill to Hope, US STW | River Alyn | Unknown | N/A | N/A | Unknown | None |  | Yes | Cello in CSO | Event Duration Monitoring | SJ 23372 63439 | Event Duration Monitoring Point | 2020-03-31 | Updated site plan only
CM0031201 | Mold Gas Lane CSO | CSO | Network CSO with Cello Install | 1545 | 780 | 100% | Small (300mm pipe) | Gas Lane | Mold | Mold | CH7 1HN | EDMW | CSO | 1965-10-28 | Storm Sewage | Storm Sewage | SJ 23910 63529 | SJ 23910 63530 | Alyn - Leadmill to Hope, US STW | Tributary of the river Alyn | Unknown | N/A | N/A | Unknown | None |  | Yes | Cello in CSO | Event Duration Monitoring | SJ 24005 63509 | Event Duration Monitoring Point | 2020-03-31 | Updated site plan only
CM0031401 | Mold Old St Davids Lane/Bridge St CSO | CSO | Network CSO with Cello Install | 2015 | 530 | 100% | Small (300mm pipe) | Jnct Bridge St & St Davids Lane | Mold | Mold | CH7 1PF | EDMW | CSO | 1965-10-28 | Storm Sewage | Storm Sewage | Spills from CSO over weir to 300mm outfall pipe. | SJ 24400 64220 | Alyn - Leadmill to Hope, US STW | River Alyn | Unknown | N/A | N/A | Unknown | None |  | Yes | Cello in CSO | Event Duration Monitoring | SJ 24167 64319 | Event Duration Monitoring Point | 2020-03-31 | Updated site plan only
CM0198701 | Mynydd Isa Chambers Lane/Mercia Drive Nr 2 | CSO | Network CSO with Cello Install | 450 | 110 | 100% | Small (225mm pipe) | Mercia Drive | Mynydd Isa | Mold | CH7 6UH | EDMW | CSO | 1989-10-20 | Storm Sewage | Storm Sewage | Spills from CSO, through high level overflow to outfall pipe. | SJ 25800 64300 | Alyn - Leadmill to Hope, US STW | Tributary of the river Alyn | N/A | N/A | N/A | No Screen | None |  | Yes | Cello in CSO | Event Duration Monitoring | SJ 25822 64277 | Event Duration Monitoring Point | 2020-03-31 | Updated site plan only
BP0243601 | Mynydd Newydd Rd CSO | CSO | Network CSO with Cello Install | 590 | 100 | 100% | Small | Nr 390 Heol Gwyrosydd | Penlan | Swansea | SA5 7BP | EDMW | CSO | 1994-07-21 | Storm Sewage | Storm Sewage | Spills from CSO via a pipe | SS6373596115 | Llan - headwaters to tidal limit | Afon Llan | Unknown | Unknown | Unknown | Unknown | None |  | Yes | Cello in CSO | Event Duration Monitoring | SS6375796137 | Event Duration Monitoring Point | 2020-03-31 | Updated site plan only
BW2904001 | Nant-y-Cafan CSO, Dulais Valley | CSO | Network CSO with Cello Install | 920 | 345 | 100% | LARGE | Off Dilwyn Close | Nant y Cafin | Neath Port Talbot | SA10 9EY | EDMW | CSO | 1989-10-20 | Storm Sewage | Storm Sewage | SN8080007610 | SN8080007610 | Dulais - headwaters to confluence with River Ne | River Dulais | Unknown | N/A | N/A | No Screen | None |  | Yes | Cello in CSO | Event Duration Monitoring | SN8082807633 | Event Duration Monitoring Point | 2020-03-31 | Updated site plan only
AD0008801 | Nantyglo Market Rd under crash barrier | CSO | Network CSO with Cello Install | 810 | 230 | 100% | Small | Nr 27 Market Rd | Nantyglo | Ebbw Vale | NP23 4QD | EDMW | CSO | 1968-03-29 | Storm Sewage | Storm Sewage | SO1915010640 | SO1915010640 | Ebbw Fach R - source to conf Ebbw R | Culverted River Fac | Unknown | Unknown | Unknown | Unknown | None |  | Yes | Cello in CSO | Event Duration Monitoring | SO1917210662 | Event Duration Monitoring Point | 2020-03-31 | Updated site plan only
AN0160001 | Newport Chepstow Road Near No589 | CSO | Network CSO with Cello Install | 1000 | 225 | 100% | Small (300mm pipe) | Nr 587 Chepstow Rd | Newport | Newport | NP19 9BL | EDMW | CSO | 1993-12-13 | Storm Sewage | Storm Sewage | ST34028835 | ST34028835 | Llwynau Bk - source to conf R Usk | Liswerry Pill Reen | Unknown | N/A | N/A | No Screen | None |  | Yes | Cello in CSO | Event Duration Monitoring | ST3402288353 | Event Duration Monitoring Point | 2020-03-31 | Updated site plan only
AN0287601 | Newport Rd CSO, Trethomas | CSO | Network CSO with Cello Install | 2325 | 1925 | 100% | Large (525mm pipe). | Along Riverside Path from Woodpecker Flooring, The Avenue, Pantglas Ind Est | Trethomas | Caerphilly | CF83 8BW | #N/A | CSO | 1998-12-03 | Storm Sewage | Storm Sewage | Spills from CSO through screen to 525mm outfall pipe. | ST 1847 8843 | #N/A | The River Rhymney | 58l/s | 6mm | 6mm in 2D | Unknown | None |  | Yes | Cello in CSO | Event Duration Monitoring | ST1859888483 | Event Duration Monitoring Point | 2020-03-31 | Updated site plan only
AN0108801 | Newtown Community Hall CSO | CSO | Network CSO with Cello Install | 1580 | 582 | 100% | Large (375mm pipe to 1350mm outfall). | New Road | Newtown | Mountain Ash | CF45 4HH | EDMW | CSO | 1998-05-11 | Storm Sewage | Storm Sewage | Spills from CSO through screen to 375mm pipe and 1350mm outfall pipe. | ST 0522 9849 | R Cynon - conf Aman R to conf R Taff | River Cynon | 34l/s | 10mm | 10mm in 2D | Unknown | None |  | Yes | Cello in CSO | Event Duration Monitoring | ST0541298531 | Event Duration Monitoring Point | 2020-03-31 | Updated site plan only
AN0108001 | No29 Maeshyfryd CSO, Cwmbach | CSO | Network CSO with Cello Install | 801 | 575 | 100% | Unknown | 29 Maeshyfryd | Aberdare | Aberdare | CF44 0DL | EDMW | CSO | Unknown | Storm Sewage | Storm Sewage | Spills from CSO, through high level overflow to the outfall pipe. | SO0259001310 | R Cynon - conf Aman R to conf R Taff | River Cynon | Unknown | N/A | N/A | No Screen | None |  | Yes | Cello in CSO | Event Duration Monitoring | SO0258801309 | Event Duration Monitoring Point | 2020-03-31 | Updated site plan only
AN0158101 | 15 Tregwilym Close CSO | CSO | Network CSO with Cello Install | 680 | 235 | 100% | Large (400mm pipe). | 15, Tregwilym Close | Rogerstone | Newport | NP10 9DX | EDMW | CSO | 2003-11-21 | Storm Sewage | Storm Sewage | Spills from CSO through screen to 400mm outfall pipe. | ST 27535 87403 | Ebbw R - conf Ebbw Fach R to Maes-glas | The Ebbw River | 64l/s | 6mm | 6mm in 2D | Unknown | None |  | Yes | Cello in CSO | Event Duration Monitoring | ST2757887700 | Event Duration Monitoring Point | 2020-03-31 | Updated site plan only
AN0106901 | 2 Clarence St CSO, pentre | CSO | Network CSO with Cello Install | 910 | 320 | 100% | Small (225mm pipe) | Rear of 32 Clarence St | Pentre | Aberdare | CF41 7LP | EDMW | CSO | 1998-10-16 | Storm Sewage | Storm Sewage | Spills from CSO through screen to 225mm outfall pipe. | SS9778095590 | Rhondda R - source to conf Afon Rhondda Fach | Rhondda Fawr River | 56l/s | 10mm | 10mm in 1D | Unknown | None |  | Yes | Cello in CSO | Event Duration Monitoring | SS9721895088 | Event Duration Monitoring Point | 2020-03-31 | Updated site plan only
BP0307301 | 27 Rhosnewydd CSO, Tumble | CSO | Network CSO with Cello Install | 1030 | 515 | 100% | LARGE | Opp 21 Rhosnewydd Rd | Tumble | Llanelli | SA14 6LD | EDMW | CSO | 2003-03-26 | Storm Sewage | Storm Sewage | Spills from CSO, through screen and over weir to the outfall pipe. | SN5338312274 | Gwendraeth Fawr - Afan Goch to tidal limit | Tributary of the Gwendraeth Fawr | 158 | 6mm | 6mm in 2D | Unknown | None |  | Yes | Cello in CSO | Event Duration Monitoring | SN5350612171 | Event Duration Monitoring Point | 2020-03-31 | Updated site plan only
BP0293901 | 29 Aberlash Rd CSO, Llandybie | CSO | Network CSO with Cello Install | 765 | 285 | 100% | Small (150mm pipe) | O/S 29 Aberlash Rd | Ammanford | Swansea | SA18 3NE | EDMW | CSO | 2001-10-19 | Storm Sewage | Storm Sewage | If the incoming flow exceeds the capacity of the flow restriction, the level in the CSO chamber rises and spill flows pass through the screen, discharging over the weir to the outfall pipe. | SN6225713509 | Marlais - headwaters to confluence with Loughor | Afon Marlais | 10l/s | 10mm | 10mm in 2D | Unknown | None |  | Yes | Cello in CSO | Event Duration Monitoring | SN 62257 13509 | Event Duration Monitoring Point | 2020-03-31 | Updated site plan only
BP0339801 | 52 Maestir Llanelli | CSO | Network CSO with Cello Install | 2200 | 800 | 100% | Large (400mm pipe). | Nr 56 Maestir | Llanelli | Swansea | SA15 3NT | EDMW | CSO | 2005-02-28 | Storm Sewage | Storm Sewage | Spills from CSO through screen to 400mm outfall pipe. | SN5169001436 | Lliedi - headwaters to tidal limit | Afon Lliedi | 63l/s | 6mm | 6mm in 2D | Unknown | None |  | Yes | Cello in CSO | Event Duration Monitoring | SN5169901473 | Event Duration Monitoring Point | 2020-03-31 | Updated site plan only
AN0016502 | 86 Nantgarw Rd CSO | CSO | Network CSO with Cello Install | 630 | 220 | 100% | SMALL | R/O 86 Nantgarw Rd | Caerphilly | Cardiff | CF83 1AP | EDMW | CSO | 1986-10-07 | Storm sewage | Storm sewage | Spills from CSO, through screen to the outfall pipe. | ST15188752 | Nant y Aber - source to conf Rhymney R | Nant-Yr-Aber | 90l/s | 25mm |  | Unknown | None |  | Yes | Cello in CSO | Event Duration Monitoring | ST1518087520 | Event Duration Monitoring Point | 2020-03-31 | Updated site plan only
AN0075101 | A479 Bronlly Road CSO | CSO | Network CSO with Cello Install | 655 | 170 | 100% | SMALL | Bronllys Rd | Talgarth | Brecon | LD3 0HH | EDMW | CSO | Unknown | Storm Sewage | Storm Sewage | SO6546055120 | SO6546055120 | Afon Llynfi - conf Dulas Bk to conf R Wye | River Llynfi | Unknown | N/A | N/A | No Screen | None |  | Yes | Cello in CSO | Event Duration Monitoring | SO1497234546 | Event Duration Monitoring Point | 2020-03-31 | Updated site plan only
AN0112501 | Aberaman Cardiff Road No 104 | CSO | Network CSO with Cello Install | 1425 | 500 | 100% | unknown | Opp 104 Cardiff Rd | Aberaman | Aberdare | CF44 6UT | EDMW | CSO | Unknown | Storm Sewage | Storm Sewage | SO0105001670 | SO0105001670 | Afon Cynon - source to conf Aman R | Afon Cynon - source to conf Aman R | [6 empty] | Yes | Cello in CSO | Event Duration Monitoring | SO0105601676 | Event Duration Monitoring Point | 2020-03-31 | Updated site plan only
AE2003001 | Aberaman Park Industrial Estate CSO, Aberdare | CSO | Network CSO with Cello Install | 390 | 900 | 100% | Small (150mm pipe) | Nr 35 Aberaman Enterprise Park | Aberaman | RCT | CF44 6DA | EDMW | CSO | Unknown | Storm Sewage | Storm Sewage | SO0182000780 | SO0182000780 | Aman R - source to conf Afon Cynon | Aman R - source to conf Afon Cynon | [6 empty] | Yes | Cello in CSO | Event Duration Monitoring | SO0180800777 | Event Duration Monitoring Point | 2020-03-31 | Updated site plan only
AN0100301 | Abercwmboi Parkview Capcoch Infant School CSO | CSO | Network CSO with Cello Install | 998 | 550 | 100% | unknown | Nr 65 Park View Terrace | Abercwmboi | Aberdare | CF44 6AA | EDMW | CSO | 1989-10-20 | Storm Sewage | Storm Sewage | Spills from CSO over weir, to outfall pipe. | SO 02390 00050 | Aman R - source to conf Afon Cynon | Afon Cynon | Unknown | N/A | N/A | No Screen | None |  | Yes | Cello in CSO | Event Duration Monitoring | SO0239600055 | Event Duration Monitoring Point | 2020-03-31 | Updated site plan only
CM0176101 | Aberderfyn CSO, Rhosllanerchrugog | CSO | Network CSO with Cello Install | 2200 | 655 | 100% | Unknown | Nr 12 Clawdd Offa | Johnstown | Wrexham | LL14 1NP | EDMW | CSO | 1989-10-20 | Storm Sewage | Storm Sewage | Spills from CSO, over weir to outfall pipe. | SJ2990046600 | Black Brook | Black Brook | Unknown | N/A | N/A | No Screen | None |  | Yes | Cello in CSO | Event Duration Monitoring | SJ2992646548 | Event Duration Monitoring Point | 2020-03-31 | Updated site plan only
AD0009306 | ABERTILLERY FOUNDARY BRIDGE NR CAR PARK | CSO | Network CSO with Cello Install | 2214 | 497 | 100% | Unknown | Nr Health Centre | Abertillery | Newport | NP13 1HT | EDMW | CSO | 1968-07-08 | Storm Sewage | Storm Sewage | Spills from CSO, over weir to outfall pipe. | SO2174004360 | Ebbw Fach R - source to conf Ebbw R | Ebbw Fach R - source to conf Ebbw R | Unknown | N/A | N/A | No Screen | None |  | Yes | Cello in CSO | Event Duration Monitoring | SO2176204356 | Event Duration Monitoring Point | 2020-03-31 | Updated site plan only
AD0009303 | ABERTILLERY SIX BELLS | CSO | Network CSO with Cello Install | 756 | 380 | 100% | Small (150mm pipe). | O/S Bethany Bartist Church, Chapel Road | Six Bells | Abertillery | NP13 2ND | EDMW | CSO | 1968-04-08 | Storm Sewage | Storm Sewage | Spills from CSO over weir to 150mm outfall pipe. | SO 2206 0307 | Ebbw Fach R - source to conf Ebbw R | River Ebbw | 2.5l/s | N/A | N/A | No Screen | None |  | Yes | Cello in CSO | Event Duration Monitoring | SO2206903071 | Event Duration Monitoring Point | 2020-03-31 | Updated site plan only
AN0315601 | Abertyswwg Rugby Playing Field CSO | CSO | Network CSO with Cello Install | 1450 | 1070 | 100% | Large (450mm from consent) | Abertysswg, Nr Rugby Ground | Rhymney | Tredegar | NP22 5BH | EDMW | CSO | 2002-03-28 | Storm Sewage | Storm Sewage | Spills from CSO through screen to 450mm outfall pipe. | SO13080481 | Rhymney R - source to conf Nant Bargod Rhymni | River Rhymney | 30l/s | 10mm | 10mm in 2D | Unknown | None |  | Yes | Cello in CSO | Event Duration Monitoring | SO1308004810 | Event Duration Monitoring Point | 2020-03-31 | Updated site plan only
BP0303901 | Adj Helath Centre CSO, Dyfed Rd | CSO | Network CSO with Cello Install | N/A | N/A | 100% | 0 | 2 Dyfed Rd | Neath | Neath | SA11 3AP | rB5 | CSO | Unknown | Storm Sewage | Storm Sewage | SS7551697897 | SS7551697897 | Neath - conf with Nedd Fechan and Mellte to TL | Neath - conf with Nedd Fechan and Mellte to TL | [6 empty] | Yes | Cello in CSO | Event Duration Monitoring | SS7568297504 | Event Duration Monitoring Point | 2020-03-31 | Updated site plan only
CM0175901 | Afon Eitha CSO | CSO | Network CSO with Cello Install | 747 | 110 | 100% | Small (225mm pipe) | Nr 45 Ffordd Llannerch | Penycae | Wrexham | LL14 2ND | EDMW | CSO | 2004-03-15 | Storm Sewage | Storm Sewage | Spills from CSO, over weir and through screen to the outfall pipe. | SJ2906845601 | Black Brook | Afon Goch | 21 | 10mm | 10mm in 1D | Unknown | None |  | Yes | Cello in CSO | Event Duration Monitoring | SJ2904745590 | Event Duration Monitoring Point | 2020-03-31 | Updated site plan only
AE2025304 | Balaclava Rd CSO, Dowlais | CSO | Network CSO with Cello Install | 700 | 290 | 100% | Small (225mm pipe). | Opp 45, Balaclava road | Dowlais | Merthyr Tydfil | CF48 3BS | EDMW | CSO | 1989-10-20 | Storm Sewage | Storm Sewage | Spills from CSO to 225mm outfall pipe. | SO0619007910 | Nant Morlais - source to conf R Taff | Morlais Brook | Unknown | N/A | N/A | No Screen | None |  | Yes | Cello in CSO | Event Duration Monitoring | SO0619007902 | Event Duration Monitoring Point | 2020-03-31 | Updated site plan only
AN0394701 | Barrack Hill CSO, Newport | CSO | Network CSO with Cello Install | 1605 | 350 | 100% | Large (675mm pipe) | Off Barrack Hill | Newport | Newport | NP20 5PA | EDMW | CSO | 2005-11-30 | Storm Sewage | Storm Sewage | Flows in excess of the overflow setting spill from the CSO, through a screen and discharge to the Malpas Brook. | ST3087989159 | USK | Malpas Brook | 231l/s | 10mm | 10mm in 1D | Unknown | None |  | Yes | Cello in CSO | Event Duration Monitoring | ST3086589148 | Event Duration Monitoring Point | 2020-03-31 | Updated site plan only
AN0361401 | Beaufort Terrace CSO | CSO | Network CSO with Cello Install | 2170 | 685 | 100% | large (525mm pipe). | O/S 65, Beaufort Terrace | Blaenau Gwent | Ebbw Vale | NP23 5NW | EDMW | CSO | 2007-03-29 | Storm Sewage | Storm Sewage | Spills from CSO through screen to 525mm outfall pipe. | SO 16901 11234 | Ebbw R - source to conf Ebbw Fach R | The Ebbw Fawr | 50l/s | 6mm | 6mm in 2D | Unknown | None |  | Yes | Cello in CSO | Event Duration Monitoring | SO1689211214 | Event Duration Monitoring Point | 2020-03-31 | Updated site plan only
CG0356701 | Beddgelert East Bank Afon Glaslyn | CSO | Network CSO with Cello Install | 1360 | 800 | 100% | Small (150mm pipe) | 369m from 3 Meirion Terrace | Caernarfon | Caernarfon | LL55 4NB | EDMW | CSO | 1994-07-21 | Storm sewage | Storm sewage | Storm sewage overflows. | SH5916048010 | Glaslyn - Nanmor to Colwyn | River Glaslyn | Unknown | N/A | N/A | No Screen | None |  | Yes | Cello in CSO | Event Duration Monitoring | SH5916648015 | Event Duration Monitoring Point | 2020-03-31 | Updated site plan only
AN0095101 | Bedwellty Road CSO | CSO | Network CSO with Cello Install | 750 | 290 | 100% | unknown | Nr 1 Bedwellty Rd | Aberbargoed | Bargoed | CF81 9AE | EDMW | CSO | 1989-10-20 | Storm Sewage | Storm Sewage | Spills from CSO, over weir to outfall pipe. | SO 15420 00270 | Rhymney R - Nant Bargod Rhymni to conf Nant Cyl | River Bargoed | Unknown | N/A | N/A | No Screen | None |  | Yes | Cello in CSO | Event Duration Monitoring | SO1549500354 | Event Duration Monitoring Point | 2020-03-31 | Updated site plan only
AN0055601 | Berea Close CSO, Blaina | CSO | Network CSO with Cello Install | 1590 | 600 | 100% | large (375mm pipe). | Nr Tai Calon Community Housing, Rising sun industrial estate | Blaina | Abertillery | NP13 3JW | EDMW | CSO | 1988-07-08 | Storm Sewage | Storm Sewage | Spills from CSO through screen to 375mm outfall pipe. | SO 1957 0914 | Ebbw Fach R - source to conf Ebbw R | River Ebbw Fach | 30l/s | 10mm | 10mm in 1D | 159l/s | None |  | Yes | Cello in CSO | Event Duration Monitoring | SO1957809171 | Event Duration Monitoring Point | 2020-03-31 | Updated site plan only
BP0244701 | Birchgrove CSO | CSO | Network CSO with Cello Install | N/A | N/A | 100% | 0 | R/O 19 Smith Rd | Birchgrove | Swansea | SA7 9DY | rB5 | CSO | Unknown | Storm Sewage | Storm Sewage | SS7013598648 | SS7013598648 | Nant y Fendrod - headwaters to conf with Tawe | Nant y Fendrod - headwaters to conf with Tawe | [6 empty] | Yes | Cello in CSO | Event Duration Monitoring | SS7013398652 | Event Duration Monitoring Point | 2020-03-31 | Updated site plan only
AN0237201 | Blackwood 100 Steps CSO | CSO | Network CSO with Cello Install | 820 | 350 | 100% | Small (300mm pipe) | Blackwood 100 Steps CSO | Blackwood | Ebbw Vale | NP12 0EJ | EDMW | CSO | 2002-03-15 | Storm Sewage | Storm Sewage | Spills from CSO, through screen & weir, discharging to 300mm outfall pipe. | ST17849796 | Sirhowy R - Rock Villas to conf Afon Ebwy | Sirhowy River | 32.9l/s | 10mm | 10mm in 1D | Unknown | None |  | Yes | Cello in CSO | Event Duration Monitoring | ST1784097960 | Event Duration Monitoring Point | 2020-03-31 | Updated site plan only
AC0108901 | Blaenavon Station Terrace | CSO | Network CSO with Cello Install | 2090 | 1490 | 100% | Small (300mm pipe). | Nr 1, Station Terrace | Blaenavon | Pontypool | NP4 9BA | EDMW | CSO | 2004-01-23 | Storm Sewage | Storm Sewage | Spills from CSO through screen to 300mm outfall pipe. | SO 25224 08597 | Afon Lwyd - source to conf Dowlais Bk | Afon Lwyd | 56l/s | 6mm | 6mm in 2D | Unknown | None |  | Yes | Cello in CSO | Event Duration Monitoring | SO2523208603 | Event Duration Monitoring Point | 2020-03-31 | Updated site plan only
AN0119601 | Blaenllechau Commercial & George St Jn | CSO | Network CSO with Cello Install | 460 | 120 | 100% | Small (225mm pipe). | 1, George Street | Blaenlleachau | Ferndale | CF434PN | EDMW | CSO | 2003-03-26 | Storm Sewage | Storm Sewage | Spills from CSO through screen to 225mm outfall pipe. | ST 00159 97182 | Afon Rhondda Fach - source to conf Rhondda R | River Rhondda Fach | 16l/s | 10mm | 10mm in 1D | Unknown | None |  | Yes | Cello in CSO | Event Duration Monitoring | ST0017997174 | Event Duration Monitoring Point | 2020-03-31 | Updated site plan only
AN0122101 | Blaenllechau School St | CSO | Network CSO with Cello Install | 817 | 165 | 100% | Small (225mm pipe). | Side of Blaenllechau Youth Project (Opp 20), Mountain Row | Ferndale | Aberdare | CF43 4PA | EDMW | CSO | 2003-03-26 | Storm Sewage | Storm Sewage | Spills from CSO through screen to 225mm outfall pipe. | SS 99761 97684 | Afon Rhondda Fach - source to conf Rhondda R | River Rhondda Fach via a Storm Culvert | 20l/s | 10mm | 10mm in 1D | Unknown | None |  | Yes | Cello in CSO | Event Duration Monitoring | SS9976897686 | Event Duration Monitoring Point | 2020-03-31 | Updated site plan only
CG0076907 | Bontnewydd CSO | CSO | Network CSO with Cello Install | 650 | 605 | 100% | Small (200mm pipe) | Dol Beuno | Bontnewydd | Caernarfon | LL55 2UE | EDMW | CSO | 1972-01-01 | Storm sewage | Storm sewage | Flows in excess of 6DWF spill from the sewer. | SH4978062010 | Gwyrfai | River Gwyrfai | Unknown | N/A | N/A | No Screen | None |  | Yes | Cello in CSO | Event Duration Monitoring | SH4814859884 | Event Duration Monitoring Point | 2020-03-31 | Updated site plan only
BP0244401 | Bonymaen Rd CSO | CSO | Network CSO with Cello Install | 742 | 100 | 100% | LARGE | Bonymaen Rd | Swansea | Swansea | SA1 7AW | EDMW | CSO | 1994-07-21 | Storm Sewage | Storm Sewage | Spills from CSO, over weir to outfall pipe. | SS 67320 95200 | Nant y Fendrod - headwaters to conf with Tawe | River Tawe | Unknown | N/A | N/A | Unknown | None |  | Yes | Cello in CSO | Event Duration Monitoring | SS6732795168 | Event Duration Monitoring Point | 2020-03-31 | Updated site plan only
AN0086701 | Bottom of Westbourne Crescent CSO, Cardiff | CSO | Network CSO with Cello Install | 1565 | 1070 | 100% | Large (600mm pipe) | Nr Ty-Mawr House, Westbourne Crescent | Whitchurch | Cardiff | CF14 2BL | EDMW | CSO | 1999-09-10 | Storm Sewage | Storm Sewage | Spills from CSO through screen to 600mm outfall pipe. | ST1402079760 | R Taff - conf Rhondda R to Castle Street | River Taff | 250l/s | 6mm | 6mm in 2D | Unknown | None |  | Yes | Cello in CSO | Event Duration Monitoring | ST1438879829 | Event Duration Monitoring Point | 2020-03-31 | Updated site plan only
AA0013001 | Bridge Street CSO, Crickhowell | CSO | Network CSO with Cello Install | N/A | N/A | 100% | unknown | Nr 3 Bridge St | Crickhowell | Powys | NP8 1AR | EDMW | CSO | 1957-11-02 | Storm Sewage | Storm Sewage | Spills from CSO, over weir to outfall pipe. | SO2152018140 | R Usk conf Afon Crawnon to conf Gavenny R | River Usk | 36XDWF | N/A | N/A | No Screen | None |  | Yes | Cello in CSO | Event Duration Monitoring | SO2156818238 | Event Duration Monitoring Point | 2020-03-31 | Updated site plan only
CM0200001 | Brondyffyn CSO | CSO | Network CSO with Cello Install | 470 | 120 | 100% | Small (150mm pipe). | Nr 10, Brondyffryn | St Asaph | Denbighshire | LL17 0YA | EDMW | CSO | 1989-10-20 | Storm Sewage | Storm Sewage | Spills from CSO to 150mm outfall pipe. | SJ 049 712 | Clwyd - tidal limit to Hesbin | Nant Padrig | Unknown | N/A | N/A | No Screen | None |  | Yes | Cello in CSO | Event Duration Monitoring | SJ0488871258 | Event Duration Monitoring Point | 2020-03-31 | Updated site plan only
BP0323001 | Bryngwili Rd CSO, Hendy | CSO | Network CSO with Cello Install | 909 | 361 | 100% | LARGE | Bryngwili Rd | Hendy | Swansea | SA4 0XB | EDMW | CSO | 2010-03-04 | Storm Sewage | Storm Sewage | Spills through screen to 375mm outfall pipe. | SN5815603462 | LOUGHOR | River Gwili | 47l/s | 6mm | 6mm in 2D | Unknown | None |  | Yes | Cello in CSO | Event Duration Monitoring | SN5791603536 | Event Duration Monitoring Point | 2020-03-31 | Updated site plan only
BP0243401 | Cadleroad Road CSO | CSO | Network CSO with Cello Install | 870 | 160 | 100% | Large | Nr 29 Cadlewood Rd | Portmead | Swansea | SA5 5NQ | EDMW | CSO | 1994-07-21 | Storm Sewage | Storm Sewage | SS6333096780 | SS6333096780 | Llan - headwaters to tidal limit | Afon Llan | Unknown | Unknown | Unknown | Unknown | None |  | Yes | Cello in CSO | Event Duration Monitoring | SS6329496753 | Event Duration Monitoring Point | 2020-03-31 | Updated site plan only
CG0076905 | Caernarfon Hen Gastell No5 | CSO | Network CSO with Cello Install | 1180 | 770 | 100% | Large (1500mm pipe) | Hen Gastell | Llanwnda | Caernarfon | LL54 7EF | EDMW | CSO | 2006-09-14 | Storm sewage | Storm sewage | Flows in excess of 6DWF spill through a screen and discharge to the River Carrog. | SH4734057260 | Carrog | River Carrog | 6DWF | 6mm | 6mm in 2D | Unknown | None |  | Yes | Cello in CSO | Event Duration Monitoring | SH 47283 57305 | Event Duration Monitoring Point | 2020-03-31 | Updated site plan only
BP0296601 | Camarthen Rd CSO | CSO | Network CSO with Cello Install | 2812 | 1836 | 100% | Small (300mm pipe) | Opp 1390 Carmarthen Rd | Fforest-fach | Swansea | SA5 4BR | rB5 | CSO | 2002-03-25 | Storm Sewage | Storm Sewage | SS6170796630 | SS6170796630 | Llan - headwaters to tidal limit | Afon Llan | 119l/s | 10mm | 10mm in 2D | Unknown | 340m3 |  | Yes | Cello in CSO | Event Duration Monitoring | SS6180096604 | Event Duration Monitoring Point | 2020-03-31 | Updated site plan only
AN0250501 | Car park of Old Globe CSO, St John Crescent | CSO | Network CSO with Cello Install | 1468 | 660 | 100% | Large (1200mm from GIS) | Old Globe PH | Rogerstone | Newport | NP10 9FL | EDMW | CSO | 2001-11-01 | Storm Sewage | Storm Sewage | Spills from CSO through screen to 650mm outfall pipe. | ST2639088240 | Ebbw R - conf Ebbw Fach R to Maes-glas | Ebbw River | 86l/s | 10mm | 10mm in 1D | Unknown | None |  | Yes | Cello in CSO | Event Duration Monitoring | ST2664988487 | Event Duration Monitoring Point | 2020-03-31 | Updated site plan only
AE2017701 | Cardiff Road CSO, Pontypridd | CSO | Network CSO with Cello Install | N/A | N/A | 100% | Unknown | Nr Glan taf County Infants School | Cardiff Rd | Pontypridd | CF37 5PE | EDMW | CSO | 1963-11-07 | Storm Sewage | Storm Sewage | ST0865088750 | ST0865088750 | R Taff - conf Rhondda R to Castle Street | River Taff | Unknown | N/A | N/A | No Screen | None |  | Yes | Cello in CSO | Event Duration Monitoring | ST0864488710 | Event Duration Monitoring Point | 2020-03-31 | Updated site plan only
BH0065101 | Cardigan - Penparc CSO | CSO | Network CSO with Cello Install | 1650 | 1165 | 100% | SMALL | Off A487 | Penparc | Cardigan | SA43 1RD | EDMW | CSO | 2005-03-18 | Storm Sewage | Storm Sewage | Spills from CSO through screen to 150mm outfall pipe. | SN 20629 47141 | Mwidan - headwaters to confluence with Teifi | Nant Thyd-Y-Fuch Ditch | 12l/s | 6mm | 6mm in 2D | Unknown | None |  | Yes | Cello in CSO | Event Duration Monitoring | SN2069647366 | Event Duration Monitoring Point | 2020-03-31 | Updated site plan only
BJ0096401 | Carmarthen Near Fire Station CSO | CSO | Network CSO with Cello Install | 1190 | 690 | 100% | LARGE | Nr 1 Russel Terrace | Carmarthen | Carmarthen | SA31 1SS | EDMW | CSO |  | Storm Sewage | Storm Sewage | SN4020021100 | SN4020021101 | Tawelon - headwaters to tidal limit | Tawelan | [6 empty] | Yes | Cello in CSO | Event Duration Monitoring | SN4030420833 | Event Duration Monitoring Point | 2020-03-31 | Updated site plan only
AE2017102 | Castileton Wood CSO, Barry | CSO | Network CSO with Cello Install | 1019 | 480 | 100% | Large (375mm pipe). | Rock Rd (Opp 25, Rectory Dr) | St Athan | Barry | CF62 4PG | EDMW | CSO | 2006-03-20 | Storm Sewage | Storm Sewage | When storm cacacity is full spills from CSO through screen to 375mm outfall pipe. | ST 01944 68241 | Thaw - headwaters to confluence with Kenson | Tributary of River Thaw | 35l/s | 10mm | 10mm in 1D | Unknown | 5m3 |  | Yes | Cello in CSO | Event Duration Monitoring | ST0184268121 | Event Duration Monitoring Point | 2020-03-31 | Updated site plan only
AN0360601 | Castle St CSO, Abertillery | CSO | Network CSO with Cello Install | 669 | 140 | 100% | Small (300mm pipe). | Nr Abertillery Water Works | Aberbeeg Rd | Abertillery | NP13 2EF | EDMW | CSO | 2008-11-27 | Storm Sewage | Storm Sewage | Spills from CSO through screen to 300mm outfall pipe. | SO 21786 03643 | Ebbw Fach R - source to conf Ebbw R | The Ebbw Fach | 60l/s | 6mm | 6mm in 2D | Unknown | None |  | Yes | Cello in CSO | Event Duration Monitoring | SO2181603640 | Event Duration Monitoring Point | 2020-03-31 | Updated site plan only
CM0086801 | Cestrian St CSO | CSO | Network CSO with Cello Install | 1280 | 940 | 100% | Small (300mm pipe) | Cestrian St | Connahs Quay | Deeside | CH5 4EG | EDMW | CSO | 1979-10-26 | Storm Sewage | Storm Sewage | Spills from CSO, through high level overflow to 300mm outfall pipe. | SJ29746957 | Lead Brook | Unnamed watercourse flowing to the River Dee | Unknown | N/A | N/A | No Screen | None |  | Yes | Cello in CSO | Event Duration Monitoring | SJ2978669516 | Event Duration Monitoring Point | 2020-03-31 | Updated site plan only
CM0036501 | Chirk Chapel Lane CSO | CSO | Network CSO with Cello Install | 995 | 360 | 100% | Small (300mm pipe) | Nr 17 Chapel Lane | Chirk | Wrexham | LL14 5BP | EDMW | CSO | 1966-09-22 | Storm Sewage | Storm Sewage | Spills from CSO, over weir to 300mm outfall pipe. | SJ2923039010 | Dee - Ceiriog to Alwen | Unnamed ditch flowing to Bradley Brook | 8.5l/s | N/A | N/A | No Screen | None |  | Yes | Cello in CSO | Event Duration Monitoring | SJ2933338452 | Event Duration Monitoring Point | 2020-03-31 | Updated site plan only
AN0321201 | Coedcae House CSO | CSO | Network CSO with Cello Install | 990 | 570 | 100% | Large (450mm pipe). | Coed Cae farm, Coed Cae | Rassau | Ebbw Vale | NP23 5TP | EDMW | CSO | 2002-07-30 | Storm Sewage | Storm Sewage | Spills through screen to 450mm outfall pipe. | SO 15665 11809 | Ebbw R - source to conf Ebbw Fach R | Nant Melyn / Rasa Brook | 19l/s | 10mm | 10mm in 1D | Unknown | None |  | Yes | Cello in CSO | Event Duration Monitoring | SO1558811769 | Event Duration Monitoring Point | 2020-03-31 | Updated site plan only
AD0013801 | Convent Grounds CSO, Llantarnam | CSO | Network CSO with Cello Install | 1260 | 810 | 100% | Large | Nr Ty Isaf Farm, Newport Rd | Cwmbran | Newport | NP44 3EU | EDMW | CSO | 1974-03-07 | Storm Sewage | Storm Sewage | ST3080093470 | ST3080093470 | Afon Lwyd - source to conf Dowlais Bk | Afon Lwyd | Unknown | Unknown | Unknown | Unknown | None |  | Yes | Cello in CSO | Event Duration Monitoring | ST3076493417 | Event Duration Monitoring Point | 2020-03-31 | Updated site plan only
AN0337101 | Crossbrook St CSO, Pontypridd | CSO | Network CSO with Cello Install | 1150 | 700 | 100% | Large (500mm pipe). | Crossbrook St (next to 50-51 Taff St) | Pontyridd | Aberdare | CF37 4TD | EDMW | CSO | 2003-03-30 | Storm Sewage | Storm Sewage | Spills from CSO through screen to 500mm outfall pipe. | ST 07373 90292 | R Taff - conf R Cynon to conf Rhondda R | River Taff | 25l/s | 6mm | 6mm in 2D | Unknown | None |  | Yes | Cello in CSO | Event Duration Monitoring | ST0730490331 | Event Duration Monitoring Point | 2020-03-31 | Updated site plan only
AN0377101 | Crosskeys Waunfawr Park CSO | CSO | Network CSO with Cello Install | 2775 | 1830 | 100% | Large (675mm pipe) | Nr Playground, Waunfawr Park, Off Waunfawr Park Rd | Crosskeys | Newport | NP11 7PH | EDMW | CSO | 2004-12-09 | Storm Sewage | Storm Sewage | Spills through screen to 675mm outfall pipe. | ST 22665 91349 | Ebbw R - conf Ebbw Fach R to Maes-glas | River Ebbw | 2306 l/s | 6mm | 6mm in 2D | Unknown | None |  | Yes | Cello in CSO | Event Duration Monitoring | ST2230091392 | Event Duration Monitoring Point | 2020-03-31 | Updated site plan only
AD0008603 | CWM (EBBW VALE) REAR OF BRITISH LEGION | CSO | Network CSO with Cello Install | 573 | 200 | 100% | Small | Brook Place (Rear 10, Canning Street) | Cwm | Ebbw Vale | NP23 7RW | EDMW | CSO | 1968-04-05 | Storm Sewage | Storm Sewage | SO 1833 0535 | SO 1833 0535 | Ebbw R - source to conf Ebbw Fach R | Unnamed Tributary of River Ebbw | 3.22l/s | N/A | N/A | No Screen | None |  | Yes | Cello in CSO | Event Duration Monitoring | SO1836205338 | Event Duration Monitoring Point | 2020-03-31 | Updated site plan only
AN0368101 | Cwm Las CSO | CSO | Network CSO with Cello Install | N/A | N/A | 100% | Large (450mm pipe). | Rear of Wingfield Works, Heol Ty-Gwyn | Llanbradach | Hengoed | CF83 3RW | EDMW | CSO | 2004-08-31 | Storm Sewage | Storm Sewage | Spills through screen to 450mm outfall pipe. | ST 15328 90904 | Rhymney R - conf Nant Cylla to Chapel Wood | River Rhymney | 905 l/s | 6mm | 6mm in 2D | Unknown | None |  | Yes | Cello in CSO | Event Duration Monitoring | ST1528591052 | Event Duration Monitoring Point | 2020-03-31 | Updated site plan only
AD0008601 | Cwm Marine St CSO | CSO | Network CSO with Cello Install | 2485 | not recorded | 100% | Small | Dyffryn Place (Next to 242, Marine Street), | Cwm | Ebbw Vale | NP23 7TA | EDMW | CSO | 1968-04-05 | Storm Sewage | Storm Sewage | SO 1866 0463 | SO 1866 0463 | Ebbw R - source to conf Ebbw Fach R | River Ebbw | 9.5l/s | N/A | N/A | No Screen | None |  | Yes | Cello in CSO | Event Duration Monitoring | SO1871304659 | Event Duration Monitoring Point | 2020-03-31 | Updated site plan only
AD0009905 | Cwm Rd CSO, Argoed | CSO | Network CSO with Cello Install | 1334 | 420 | 100% | Large (375mm pipe). | 12, Cwm Road | Argoed | Blackwood | NP12 0HL | EDMW | CSO | 2003-11-21 | Storm Sewage | Storm Sewage | Spills over weir through static mesh screen to 375mm outfall pipe. | ST 17896 99818 | Sirhowy R - source to Rock Villas | The River Sirhowy | 48l/s | 6mm | 6mm in 2D | Unknown | None |  | Yes | Cello in CSO | Event Duration Monitoring | ST1789399834 | Event Duration Monitoring Point | 2020-03-31 | Updated site plan only
BW0200301 | Cwmafan RFC CSO | CSO | Network CSO with Cello Install | 1103 | 575 | 100% | Small (300mm pipe) | Cwmavon RFC | Cwmavon | Port Talbot | SA12 9DF | EDMW | CSO | 2003-01-29 | Storm Sewage | Storm Sewage | Spills from CSO, through screen and over weir to outfall pipe. | SS7648992115 | Afan - confluence with Pelenna to tidal limit | Afon Afan | 266l/s | 6mm | 6mm in 1D | Unknown | None |  | Yes | Cello in CSO | Event Duration Monitoring | SS7848892118 | Event Duration Monitoring Point | 2020-03-31 | Updated site plan only
AN0101101 | Cwmbach Bro Deg Near No44 | CSO | Network CSO with Cello Install | 429 | 106 | 100% | Small (300mm pipe). | Near 44, Bro Deg | Cwmbach | Aberdare | CF44 0HB | EDMW | CSO | 1989-10-20 | Storm Sewage | Storm Sewage | Spills from CSO to 300mm outfall pipe. | SO 02514 01381 | R Cynon - conf Aman R to conf R Taff | River Cynon | Unknown | N/A | N/A | No Screen | None |  | Yes | Cello in CSO | Event Duration Monitoring | SO0253101361 | Event Duration Monitoring Point | 2020-03-31 | Updated site plan only
AN0100901 | Cwmbach Bryngolwg No 45 | CSO | Network CSO with Cello Install | 515 | 100 | 100% | Small | Nr 45 Bryngolwg | Aberdare | Aberdare | CF44 0DF | EDMW | CSO | Unknown | Storm Sewage | Storm Sewage | Spills from CSO, over weir to outfall pipe. | SO0282001510 | R Cynon - conf Aman R to conf R Taff | River Cynon | Unknown | N/A | N/A | No Screen | None |  | Yes | Cello in CSO | Event Duration Monitoring | SO0280801503 | Event Duration Monitoring Point | 2020-03-31 | Updated site plan only
AN0107901 | Cwmbach Side of Police House | CSO | Network CSO with Cello Install | 1290 | 880 | 100% | Small (150mm pipe). | Adj to 2 Police Houses, Sion Terrace | Aberdare | Aberdare | CF44 0AY | EDMW | CSO | 1989-10-20 | Storm Sewage | Storm Sewage | Spills from CSO to 150mm outfall pipe. | SO 02450 01341 | R Cynon - conf Aman R to conf R Taff | River Cynon | Unknown | N/A | N/A | No Screen | None |  | Yes | Cello in CSO | Event Duration Monitoring | SO0245301345 | Event Duration Monitoring Point | 2020-03-31 | Updated site plan only
AN0101001 | Cwmbach Sion Terrace No 11 | CSO | Network CSO with Cello Install | 1340 | 620 | 100% | large (300mm pipe). | O/S 11, Sion Terrace | Cwmbach | Aberdare | CF44 0AT | EDMW | CSO | 1998-08-18 | Storm Sewage | Storm Sewage | Spills directly from CSO into culvert via 300mm pipe. | SO 0238 0145 | R Cynon - conf Aman R to conf R Taff | A tributary of the River Cynon | 19l/s | N/A | N/A | No Screen | None |  | Yes | Cello in CSO | Event Duration Monitoring | SO0238301463 | Event Duration Monitoring Point | 2020-03-31 | Updated site plan only
AN0250101 | Cwmbran Llewellyn Road CSO | CSO | Network CSO with Cello Install | 743 | 100 | 100% | Small | Nr 142 Llwewllyn Rd | Cwmbran | Newport | NP44 3PG | EDMW | CSO | 1994-08-04 | Storm Sewage | Storm Sewage | Spills from CSO to outfall pipe. | ST2940594909 | Afon Lwyd - source to conf Dowlais Bk | Afon Lwyd Tributary | Unknown | N/A | N/A | No Screen | None |  | Yes | Cello in CSO | Event Duration Monitoring | ST2940594910 | Event Duration Monitoring Point | 2020-03-31 | Updated site plan only
AA0009701 | Cwmbran Somerset Rd CSO | CSO | Network CSO with Cello Install | 813 | 295 | 100% | Small (300mm pipe) | Nr 25 Somerset Rd | Cwmbran | Newport | NP44 1QX | EDMW | CSO | 1957-02-20 | Storm Sewage | Storm Sewage | Spills from CSO to 300mm outfall pipe. | ST 3003 9591 | Afon Lwyd - source to conf Dowlais Bk | Avon Llwyd | 22l/s | N/A | N/A | No Screen | None |  | Yes | Cello in CSO | Event Duration Monitoring | ST2970995887 | Event Duration Monitoring Point | 2020-03-31 | Updated site plan only
AD0014001 | Cwmbran Woodside Rd CSO | CSO | Network CSO with Cello Install | 831 | 60 | 100% | Large (375mm then 450mm pipe). | 218, Woodside Road | Cwmbran | Newport | NP44 3EW | EDMW | CSO | 1974-03-07 | Storm Sewage | Storm Sewage | Spills from CSO over low sided weir with scum board to 375mm then 450mm outfall pipe. | ST 29222 95479 | Afon Lwyd - source to conf Dowlais Bk | Cwmbran Brook | Unknown | N/A | N/A | No Screen | None |  | Yes | Cello in CSO | Event Duration Monitoring | ST2914195609 | Event Duration Monitoring Point | 2020-03-31 | Updated site plan only
AN0124301 | Cwmparc Railway Terrace CSO | CSO | Network CSO with Cello Install | 855 | 550 | 100% | Small | Nr 19 Railway Terrace | Cwmparc | Treorchy | CF42 6LW | EDMW | CSO | Unknown | Storm Sewage | Storm Sewage | SS9474095770 | SS9474095770 | Rhondda R - source to conf Afon Rhondda Fach | Rhondda Fach | Unknown | N/A | N/A | No Screen | None |  | Yes | Cello in CSO | Event Duration Monitoring | SS9474195772 | Event Duration Monitoring Point | 2020-03-31 | Updated site plan only
AN0118601 | Cymmer Rd CSO, Porth | CSO | Network CSO with Cello Install | 540 | 200 | 100% | Large (350mm pipe) | Nr 13 Cymmer Rd | Porth |  | CF39 9BE | EDMW | CSO | 2000-07-13 | Storm Sewage | Storm Sewage | Spills from CSO, through screen and over weir to outfall pipe. | ST 0241 9135 | Rhondda R - conf Afon Rhondda Fach to conf R Ta | River Rhondda | 53 | 10mm | 10mm in 1D | Unknown | None |  | Yes | Cello in CSO | Event Duration Monitoring | ST0241991356 | Event Duration Monitoring Point | 2020-03-31 | Updated site plan only
AN0361301 | Dolgwilym River Bridge CSO | CSO | Network CSO with Cello Install | 3109 | 1915 | 100% | Large (350mm pipe) | A4233 / Dolgwilym St | Ferndale | Aberdare | CF43 3EL | EDMW | CSO | 2009-03-25 | Storm Sewage | Storm Sewage | ST0111494124 | ST0111494124 | Afon Rhondda Fach - source to conf Rhondda R | Rhondda Fach | 68.3l/s | 6mm | 6mm in 2D | Unknown | None |  | Yes | Cello in CSO | Event Duration Monitoring | ST0111094124 | Event Duration Monitoring Point | 2020-03-31 | Updated site plan only
AE2025301 | Dowlais Balaclava Rd | CSO | Network CSO with Cello Install | 1077 | 1400 | 100% | Small (12 inch pipe). | Uplands, Balaclava Road | Dowlais | Merthyr Tydfil | CF48 3BS | EDMW | CSO | 1964-04-15 | Storm Sewage | Storm Sewage | Spills from CSO to 300mm outfall pipe. | SO 06097 08116 | Nant Morlais - source to conf R Taff | Morlais Brook | 6 times DWF | N/A | N/A | No Screen | None |  | Yes | Cello in CSO | Event Duration Monitoring | SO0619308096 | Event Duration Monitoring Point | 2020-03-31 | Updated site plan only
CM0193201 | Dyserth Bay CSO | CSO | Network CSO with Cello Install | N/A | N/A | 100% | Small (300mm pipe) | The Boulevard | Prestatym | Wrexham | LL19 7EF | rB5 | CSO | 2004-11-05 | Storm sewage | Storm sewage / Sewage in an emergency | Flows in excess of 17l/s (once storm storage of 160m3 is utilised) spill from CSO, through screen and discharge to an open ditch discharging to the Prestatyn Gutter via a 300mm outfall pipe. | SJ0426782391 | Rhyl cut | an open ditch discharging to the Prestatyn Gutter | 17l/s | 6mm | 6mm in 2D | Unknown | 160m3 |  | Yes | Cello in CSO | Event Duration Monitoring | SJ0425282472 | Event Duration Monitoring Point | 2020-03-31 | Updated site plan only
AN0119001 | East Rd CSO Tylorstown | CSO | Network CSO with Cello Install | 1774 | 1418 | 100% | Small (150mm pipe) | Nr 75 East Rd | Tylorstown | Ferndale | CF43 3DE | EDMW | CSO | 2003-11-03 | Storm Sewage | Storm Sewage | Spills from CSO through screen to 150mm outfall pipe. | ST0109395624 | Afon Rhondda Fach - source to conf Rhondda R | Rhondda Fach River | 38l/s | 10mm | 10mm in 1D | Unknown | None |  | Yes | Cello in CSO | Event Duration Monitoring | ST0108595633 | Event Duration Monitoring Point | 2020-03-31 | Updated site plan only
AN0331501 | Ebbw Vale Junction of Tredegar Rd & Harcourt St | CSO | Network CSO with Cello Install | 1005 | 240 | 100% | Small (300mm pipe). | Tredegar Road, (near junction with Harcourt Street) | Ebbw Vale | Ebbw Vale | NP23 6JQ | EDMW | CSO | 2003-02-04 | Storm Sewage | Storm Sewage | Spills from CSO through screen to 300mm outfall pipe. | SO 16747 09877 | Ebbw R - source to conf Ebbw Fach R | Ebbw Fawr | 141l/s | 10mm | 10mm in 1D | Unknown | None |  | Yes | Cello in CSO | Event Duration Monitoring | SO1669409851 | Event Duration Monitoring Point | 2020-03-31 | Updated site plan only
AN0361701 | Ebbw Vale Queens Square | CSO | Network CSO with Cello Install | 1105 | 735 | 100% | Small (150mm pipe). | O/S 4, Queens Square | Ebbw Vale | Ebbw Vale | NP23 6EF | EDMW | CSO | 2007-03-27 | Storm Sewage | Storm Sewage | Spills from CSO via 150mm pipe to surface water culvert. | SO 17047 09561 | Ebbw R - source to conf Ebbw Fach R | The Ebbw Fawr via a surface water culvert | 405l/s | N/A | N/A | No Screen | None |  | Yes | Cello in CSO | Event Duration Monitoring | SO1697209577 | Event Duration Monitoring Point | 2020-03-31 | Updated site plan only
AN0086201 | Ely Mill Rd/Muston Rd CSO, Cardiff | CSO | Network CSO with Cello Install | 1025 | 565 | 100% | Large (375mm discharge pipe from consent) | 119 Mill Rd | Ely | Cardiff | CF5 4AF | EDMW | CSO | 2003-12-17 | Storm Sewage | Storm Sewage | ST1403477045 | ST1403477045 | Ely R - conf Nant Clun to Allot Gardens, Ely | River Ely | 53l/s | 6mm | 6mm in 2D | Unknown | None |  | Yes | Cello in CSO | Event Duration Monitoring | ST1404576889 | Event Duration Monitoring Point | 2020-03-31 | Updated site plan only
CG0355701 | Factory Rd CSo, Sandycroft | CSO | Network CSO with Cello Install | 3665 | 1832 | 100% | Unknown | Factory Rd | Sandycroft | Deeside | CH5 2QS | EDMW | CSO | 1994-07-21 | Storm Sewage | Storm Sewage | Spills from CSO, over weir to outfall pipe. | SJ3364067360 | Sandycroft Drain | Sandyvroft Drain | Unknown | Unknown | Unknown | Unknown | None |  | Yes | Cello in CSO | Event Duration Monitoring | SJ3364767358 | Event Duration Monitoring Point | 2020-03-31 | Updated site plan only
AN0333101 | Ferndale Banana Tip No.1 | CSO | Network CSO with Cello Install | 571 | 175 | 100% | Large (375mm pipe). | Opp 2, Station Rd | Ferndale | Aberdare | CF43 4NE | EDMW | CSO | 2003-03-26 | Storm Sewage | Storm Sewage | Spills from CSO through screen to 375mm outfall pipe. | ST 00061 97174 | Afon Rhondda Fach - source to conf Rhondda R | The River Rhondda Fach | 30l/s | 10mm | 10mm in 1D | Unknown | None |  | Yes | Cello in CSO | Event Duration Monitoring | ST0006597177 | Event Duration Monitoring Point | 2020-03-31 | Updated site plan only
AN0100101 | Fforchaman Street CSO | CSO | Network CSO with Cello Install | 411 | 200 | 100% | Small (270mm pipe) | Fforchaman St | Cwmaman | Aberdare | CF44 6NS | EDMW | CSO | 1989-10-20 | Storm Sewage | Storm Sewage | Spills from CSO, over weir to outfall pipe. | ST 00520 99690 | Aman R - source to conf Afon Cynon | Aman R - source to conf Afon Cynon | Unknown | N/A | N/A | No Screen | None |  | Yes | Cello in CSO | Event Duration Monitoring | ST0051099684 | Event Duration Monitoring Point | 2020-03-31 | Updated site plan only
CM0173501 | Fford Aber CSO | CSO | Network CSO with Cello Install | 850 | 220 | 100% | Small (225mm pipe) | Nr Rhuddlan | Rhyl | Wrexham | LL18 2SJ | rB5 | CSO | 2004-02-27 | Storm Sewage | Storm Sewage | Flows in excess of 23l/s spill from the CSO, through a screen and discharge to the Afon Ffyddion via a 225mm outfall pipe. | SJ0233778975 | Glanfyddion Cut | Afon Ffyddion | 23l/s | 10mm | 10mm in 1D | Unknown | None |  | Yes | Cello in CSO | Event Duration Monitoring | SJ 02337 78975 | Event Duration Monitoring Point | 2020-03-31 | Updated site plan only
CG0359501 | Fford Offa CSO | CSO | Network CSO with Cello Install | 730 | 150 | 100% | Small | Nr 43 Ffordd Offa | Rhoslanerchrugog | Wrexham | LL14 2EY | EDMW | CSO | Unknown | Storm Sewage | / | SJ2977046130 | SJ2977046131 | Black Brook | unnamed watercourase | [6 empty] | Yes | Cello in CSO | Event Duration Monitoring | SJ2977446127 | Event Duration Monitoring Point | 2020-03-31 | Updated site plan only
BP0304901 | Fford-y-Brain/Port Talbot Place CSO | CSO | Network CSO with Cello Install | 821 | 250 | 100% | Large (375mm pipe). | Nr 26 Fford Y Brain | Ravenhill | Swansea | SA5 5DY | EDMW | CSO | 2003-03-21 | Storm Sewage | Storm Sewage | Spills from CSO through screen to 375mm outfall pipe. | SS6319896167 | Llan - headwaters to tidal limit | Unnamed tributary of the Afon Llan via surface water sewer | 12l/s | 10mm | 10mm in 2D | Unknown | None |  | Yes | Cello in CSO | Event Duration Monitoring | SS6320396168 | Event Duration Monitoring Point | 2020-03-31 | Updated site plan only
AN0262001 | Fishponds Rd No22 CSO, Llanrumney | CSO | Network CSO with Cello Install | 1295 | 865 | 100% | Small (225mm pipe). | End of Fishponds Road | Llanrumney | Cardiff | CF3 4HJ | EDMW | CSO | 2004-12-09 | Storm Sewage | Storm Sewage | Spills through screen to 225mm outfall pipe. | ST 21471 80910 | Rhymney R - conf Nant Cylla to Chapel Wood | River Rhymney | 55l/s | 6mm | 6mm in 2D | Unknown | None |  | Yes | Cello in CSO | Event Duration Monitoring | ST2199280654 | Event Duration Monitoring Point | 2020-03-31 | Updated site plan only
BP0066001 | Fleet St MH2103 CSO, Pennar | CSO | Network CSO with Cello Install | N/A |  | 100% | Unknown | End of Fleet St | Pembroke Dock | Pennar | SA72 6PN | EDMW | CSO | 2010-09-08 | Storm Sewage | Storm Sewage | Spills from CSO, over weir to outfall pipe. | SM9632002080 | Cocheston Pill - headwaters to tidal limit | Coastal waters | Unknown | N/A | N/A | No Screen | None |  | Yes | Cello in CSO | Event Duration Monitoring | SM9624702154 | Event Duration Monitoring Point | 2020-03-31 | Updated site plan only
AN0288001 | Forge Engineering CSO, Bedwas | CSO | Network CSO with Cello Install | 2370 | 1400 | 100% | Large (375mm pipe). | Opp 8 Clos Pantglas, Pantglas Ind Est | Bedwas | Caerphilly | CF83 8GE | #N/A | CSO | 1999-01-06 | Storm Sewage | Storm Sewage | Spills from CSO through screen to 375mm outfall pipe. | ST 1756 8821 | #N/A | River Rhymney | 29l/s | 6mm | 6mm in 2D | Unknown | None |  | Yes | Cello in CSO | Event Duration Monitoring | ST1756588238 | Event Duration Monitoring Point | 2020-03-31 | Updated site plan only
AN0096001 | Forge Rd CSO, Machen | CSO | Network CSO with Cello Install | 839 | 126 | 100% | Small (300mm pipe). | Forge Rd (Jnc with The Crescent) | Machen | Caerphilly | CF83 8PH | EDMW | CSO | 1989-10-20 | Storm Sewage | Storm Sewage | Spills from CSO to 300mm outfall pipe. | ST 2102 8908 | Rhymney R - conf Nant Cylla to Chapel Wood | River Rhymney | Unknown | N/A | N/A | No Screen | None |  | Yes | Cello in CSO | Event Duration Monitoring | ST2102689077 | Event Duration Monitoring Point | 2020-03-31 | Updated site plan only
CM0172101 | Frongoch (Rear of Magistrates Court) CSO | CSO | Network CSO with Cello Install | 870 | 460 | 100% | Large (450mm pipe) | Field opp 72 Beacons Hill | Denbigh | Wrexham | LL16 3UD | EDMW | CSO | 1989-10-20 | Storm Sewage | Storm Sewage | Spills over either side of channel in CSO, to outfall pipe. | SJ0530066500 | Clwyd - un-named tributary below Ystrad | Henllan Brook | Unknown | N/A | N/A | No Screen | None |  | Yes | Cello in CSO | Event Duration Monitoring | SJ0538266506 | Event Duration Monitoring Point | 2020-03-31 | Updated site plan only
AE2018416 | Furnace Rd Pontygwaith | CSO | Network CSO with Cello Install | N/A | N/A | 100% | Large (450mm pipe). | D/S of 2, Furnace Road | Pontygwaith | Ferndale | CF43 3EL | EDMW | CSO | 2003-10-31 | Storm Sewage | Storm Sewage | Spills over low sided weir through static screen to 450mm outfall pipe. | ST 01181 94089 | Afon Rhondda Fach - source to conf Rhondda R | River Rhondda Fach | 20l/s | 10mm | 10mm in1D | Unknown | None |  | Yes | Cello in CSO | Event Duration Monitoring | ST0118194098 | Event Duration Monitoring Point | 2020-03-31 | Updated site plan only
AE2002301 | Gadlys Tudor Terrace CSO | CSO | Network CSO with Cello Install | 2130 | 210 | 100% | Large (525mm pipe). | Rear 24, Tudor Terrace | Aberdare | Aberdare | CF44 8EB | EDMW | CSO | 1999-03-26 | Storm Sewage | Storm Sewage | Spills from CSO to 525mm outfall pipe. | SN 9997 0326 | Afon Cynon - source to conf Aman R | The Gadlys Feeder | 149l/s | N/A | N/A | No Screen | None |  | Yes | Cello in CSO | Event Duration Monitoring | SN9991903247 | Event Duration Monitoring Point | 2020-03-31 | Updated site plan only
AN0223501 | Galn-yr-Afon Nursing Home 1 | CSO | Network CSO with Cello Install | 975 | 487 | 100% | SMALL | Glan-Yr-Afon Care Home | Glan-Yr-Afon Lane | Fleur De Lis | NP12 3WA | EDMW | CSO | 1991-01-10 | Storm Sewage | Storm Sewage | Spills from CSO, over weir to outfall pipe. | ST 1535 9700 | Rhymney R - Nant Bargod Rhymni to conf Nant Cyl | River Rhymney | 86.3l/s | N/A | N/A | No Screen | None |  | Yes | Cello in CSO | Event Duration Monitoring | ST 15350 97000 | Event Duration Monitoring Point | 2020-03-31 | Updated site plan only
AN0027701 | Gellideg Tai Mawr Rd CSO, Merthyr Tydfil. Work completed Oct 2017 | CSO | Network CSO with Cello Install | 300 | 3900 | 100% | large (750mm from consent) | Behind 38 Heol Parc Maen | Swansea Rd | Merthyr Tydfil | CF48 1LF | EDMW | CSO | 1988-11-09 | Storm Sewage | Storm Sewage | SO0349006780 | SO0349006780 | R Taff - conf Taf Fechan to conf R Cynon | Unnamed stream | 100l/s | N/A | N/A | No Screen | None |  | Yes | Cello in CSO | Event Duration Monitoring | SO0347206819 | Event Duration Monitoring Point | 2020-03-31 | Updated site plan only
AN0161301 | Glangrwyney Rd CSO, Gilwern | CSO | Network CSO with Cello Install | 1266 | 300 | 100% | Small | Nr 1 The Halfpennys | Gilwern | Abergavenny | NP7 0EG | EDMW | CSO | 1991-12-13 | Storm Sewage | Storm Sewage | SO2460015200 | SO2460015200 | R Clydach - source to conf R Usk | River Clydach | Unknown | Unknown | Unknown | Unknown | None |  | Yes | Cello in CSO | Event Duration Monitoring | SO2459815214 | Event Duration Monitoring Point | 2020-03-31 | Updated site plan only
AN0331301 | Glan-yr-Afon Nursing Home No2, Pengam | CSO | Network CSO with Cello Install | 1980 | 1170 | 100% | Large (450mm pipe) | Glan yr Afon Nursing Home | Blackwood | Ebbw Vale | NP12 3XS | EDMW | CSO | 2003-01-22 | Storm Sewage | Storm Sewage | Flows in excess of the overflow setting spill from the CSO, through a screen and discharge to the river Rhymney. | ST1533796922 | Rhymney R - Nant Bargod Rhymni to conf Nant Cyl | River Rhymney | 565l/s | 6mm | 6mm in 2D | Unknown | None |  | Yes | Cello in CSO | Event Duration Monitoring | ST1533896934 | Event Duration Monitoring Point | 2020-03-31 | Updated site plan only
AN0109201 | Glassbrook Terrace CSO, Penrhiwceiber | CSO | Network CSO with Cello Install | 1700 | 1110 | 100% | Large (450mm pipe) | Nr 1 Glassbrook Terrace | Mountain Ash | Aberdare | CF45 3SY | EDMW | CSO | 1998-06-30 | Storm Sewage | Storm Sewage | Spills from CSO through screen to 450mm outfall pipe. | ST0626097320 | R Cynon - conf Aman R to conf R Taff | River Cynon | 24l/s | 10mm | 10mm in 2D | Unknown | None |  | Yes | Cello in CSO | Event Duration Monitoring | ST0607397339 | Event Duration Monitoring Point | 2020-03-31 | Updated site plan only
AE2025303 | Goitre Lane CSO | CSO | Network CSO with Cello Install | 1940 | 1100 | 100% | Large (525mm pipe). | Goitre Lane | Gurnos | Merthyr Tydfil | CF47 9TY | EDMW | CSO | 2001-12-10 | Storm Sewage | Storm Sewage | Spills from CSO to 525mm outfall pipe. | SO 0520 0782 | Nant Morlais - source to conf R Taff | Goitre Brook | 38l/s | N/A | N/A | No Screen | None |  | Yes | Cello in CSO | Event Duration Monitoring | SO0520807818 | Event Duration Monitoring Point | 2020-03-31 | Updated site plan only
BP0305001 | Gorseinon Factory CSO | CSO | Network CSO with Cello Install | 1370 | 875 | 100% | Small (300mm pipe). | Gorseinon 3M Factory, S123 to Gelligynore | Gorseinon | Swansea | SA4 9GD | EDMW | CSO | 2003-03-21 | Storm Sewage | Storm Sewage | Spills from CSO to 300mm outfall pipe. | SS 60190 98492 | Lliw - headwaters to confluence with Llan | Un-named tributary of the Afon Lliw | 81l/s | 10mm | 10mm in 2D | Unknown | 500m3 |  | Yes | Cello in CSO | Event Duration Monitoring | SS6026798500 | Event Duration Monitoring Point | 2020-03-31 | Updated site plan only
CG0324301 | Greenfield Halls Factory Yard CSO | CSO | Network CSO with Cello Install | 1670 | 1350 | 100% | Small (Two 150mm outfall pipes) | Nr The Royal Oak | Greenfield | Holywell | CH8 7QB | EDMW | CSO | 1995-12-06 | Storm Sewage | Storm Sewage | Spills from CSO, through screen and over weir to the outfall pipe. | SJ31863765 | Morlas Brook | Holywell Stream | 70l/s | 12mm | 12mm | Unknown | None |  | Yes | Cello in CSO | Event Duration Monitoring | SJ1879576591 | Event Duration Monitoring Point | 2020-03-31 | Updated site plan only
AN0013901 | Griffithstown Subsidiary Sewer | CSO | Network CSO with Cello Install | 1450 | 800 | 100% | Large | Off A4051 | Cwmbran | Newport | NP44 2YQ | EDMW | CSO | 1986-07-21 | Storm Sewage | Storm Sewage | ST2998098250 | ST2998098250 | Afon Lwyd - source to conf Dowlais Bk | Afon Lwyd | 37.6l/s | Unknown | Unknown | Unknown | None |  | Yes | Cello in CSO | Event Duration Monitoring | ST2989598257 | Event Duration Monitoring Point | 2020-03-31 | Updated site plan only
BP0295901 | Haverfordwest Hawthorn Rise CSO | CSO | Network CSO with Cello Install | 1300 | 530 | 100% | Large (twin 300mm pipes) | Hawthorn Rise | Haverfordwest | Pembrokeshire | SA61 1BY | EDMW | CSO | 2002-03-25 | Storm Sewage | Storm Sewage | SM9463415653 | SM9463415653 | W. Cleddau - Anghof conf to Cartlett Brook conf | St Martins Brook | 76l/s | 6mm | 6mm in 1D | Unknown | None |  | Yes | Cello in CSO | Event Duration Monitoring | SM9456215688 | Event Duration Monitoring Point | 2020-03-31 | Updated site plan only
AN0086001 | Heathwood Road CSO, Heathway Junction | CSO | Network CSO with Cello Install | 924 | 540 | 100% | Large | Nr 87 Heatwood Rd | Heath | Cardiff | CF14 4JN | EDMW | CSO | 2004-09-13 | Storm Sewage | Storm Sewage | Spills through screen to 600mm outfall pipe. | ST1739079789 | Unnamed trib - source to conf Rhymney R | Nant y Wedal | 41l/s | 6mm | 6mm in 2D | Unknown | None |  | Yes | Cello in CSO | Event Duration Monitoring | ST1726080112 | Event Duration Monitoring Point | 2020-03-31 | Updated site plan only
AE2017316 | Hengoed Carlton Heights Nursing Home | CSO | Network CSO with Cello Install | 1230 | 120 | 100% | Small (250mm pipe) | In bank adj to Victoria Rd | Maesycwmmer | Hengoed | CF82 7RF | EDMW | CSO | 1963-10-18 | Storm Sewage | Storm Sewage | Spills from CSO, over the weir to the 250mm outfall pipe. | ST1580095180 | Rhymney R - Nant Bargod Rhymni to conf Nant Cyl | River Rhymney | Unknown | N/A | N/A | No Screen | None |  | Yes | Cello in CSO | Event Duration Monitoring | ST1580095180 | Event Duration Monitoring Point | 2020-03-31 | Updated site plan only
BP0303401 | Heol Fach CSO | CSO | Network CSO with Cello Install | 2460 | 1550 | 100% | Small (300mm pipe) | Nr playground, Opp 1 Heol Las | North Cornelly | Bridgend | CF33 4AP | rB5 | CSO | 2003-01-29 | Storm Sewage | Storm Sewage | Spills from CSO, through screen and high level overflow to outfall pipe. | SS8186081430 | Kenfig - headwaters to conf with Nant Cwm Philip | Sea via Sker Surface Water Sewer | 54l/s | 10mm | 10mm in 1D | Unknown | None |  | Yes | Cello in CSO | Event Duration Monitoring | SS8184481416 | Event Duration Monitoring Point | 2020-03-31 | Updated site plan only
BP0316901 | Heol Pentre Bach CSO | CSO | Network CSO with Cello Install | 1081 | 670 | 100% | Large (450mm pipe) | Nr 7 Heol Pentre Bach | Gorseinon | Swansea | SA4 4ZA | EDMW | CSO | 2004-02-27 | Storm Sewage | Storm Sewage | SS5771099001 | SS5771099001 | Llannant Pill - headwaters to tidal limit | unnamed tributary of the Loughor Estuary via surface water sewer | 75l/s | 6mm | 6mm in 1D | Unknown | None |  | Yes | Cello in CSO | Event Duration Monitoring | SS5792698733 | Event Duration Monitoring Point | 2020-03-31 | Updated site plan only
AN0117401 | Highfield Industrial estate CSO, Ferndale | CSO | Network CSO with Cello Install | 913 | 500 | 100% | Large (375mm pipe). | Ferndale Ind Est, Off Highfield | Ferndale | Mid Glamorgan | CF43 4TA | EDMW | CSO | 1998-08-20 | Storm Sewage | Storm Sewage | Spills from CSO through screen to 375mm outfall pipe. | SS9785097990 | Afon Rhondda Fach - source to conf Rhondda R | River Rhondda Fach | 39l/s | 6mm | 6mm in 2D | Unknown | None |  | Yes | Cello in CSO | Event Duration Monitoring | SS9879097491 | Event Duration Monitoring Point | 2020-03-31 | Updated site plan only
AN0098701 | Hirwaun Trenant No70 Rear of Garden | CSO | Network CSO with Cello Install | 847 | 410 | 100% | Unknown | Rear Garden 70 Trenant | Hirwaun | Aberdare | CF44 9LA | EDMW | CSO | Unknown | Storm Sewage | Storm Sewage | SN9666005110 | SN9666005110 | Afon Cynon - source to conf Aman R | Tributary of the River Cynon | Unknown | N/A | N/A | No Screen | None |  | Yes | Cello in CSO | Event Duration Monitoring | SN9663005142 | Event Duration Monitoring Point | 2020-03-31 | Updated site plan only
CM0117001 | Hope Sarn lane CSO | CSO | Network CSO with Cello Install | 1090 | 545 | 100% | Small (250mm pipe) | 11 Sarn Lane | Hope | Wrexham | LL12 9PA | EDMW | CSO | 1967-02-08 | Storm Sewage | Storm Sewage | Spills from CSO, through high level overflow to 250mm outfall pipe. | SJ 3065 5812 | Alyn - Hope to confluence with Dee | River Alyn | 6DWF | N/A | N/A | No Screen | None |  | Yes | Cello in CSO | Event Duration Monitoring | SJ 30767 58206 | Event Duration Monitoring Point | 2020-03-31 | Updated site plan only
AN0161501 | Hospital Rd CSO, Pontnewynydd | CSO | Network CSO with Cello Install | 2130 | 1145 | 100% | Small (225mm pipe). | Opp Valle Vista, Hospital Road | Pontnewynydd | Newport | NP4 8LG | EDMW | CSO | 1991-12-13 | Storm Sewage | Storm Sewage | Spills from CSO to 225mm outfall pipe. | SO 27283 02223 | Afon Lwyd - source to conf Dowlais Bk | Afon Lwyd | Unknown | N/A | N/A | No Screen | None |  | Yes | Cello in CSO | Event Duration Monitoring | SO2735802279 | Event Duration Monitoring Point | 2020-03-31 | Updated site plan only
AE2004801 | Incline Row CSO, Aberaman | CSO | Network CSO with Cello Install | N/A | N/A | 100% | Small (100mm pipe) | Nr 1 Foundry View | Aberdare | Aberdare | CF44 6DW | EDMW | CSO |  | Storm Sewage | / | SO0118000190 | SO0118000191 | Aman R - source to conf Afon Cynon | River Amman | [6 empty] | Yes | Cello in CSO | Event Duration Monitoring | SO0122400190 | Event Duration Monitoring Point | 2020-03-31 | Updated site plan only
AN0154001 | Islwyn Rd CSO, Crosskeys | CSO | Network CSO with Cello Install | 1203 | 312 | 100% | Small (300mm pipe) | Islwyn Rd | Cross Keys | Newport | NP11 7PZ | EDMW | CSO | 1993-12-12 | Storm Sewage | Storm Sewage | Spills from CSO over weir to 300mm outfall pipe. | ST 21510 91530 | Sirhowy R - Rock Villas to conf Afon Ebwy | River Sirhowy | Unknown | N/A | N/A | No Screen | None |  | Yes | Cello in CSO | Event Duration Monitoring | ST 21510 91530 | Event Duration Monitoring Point | 2020-03-31 | Updated site plan only
AN0362301 | James Terrace CSO | CSO | Network CSO with Cello Install | 1305 | 930 | 100% | Large (450mm pipe). | Rear James Terrace (nr A4233) | Ynyshir | Porth | CF39 0EA | EDMW | CSO | 2009-02-19 | Storm Sewage | Storm Sewage | Spills from CSO through screen to 450mm outfall pipe. | ST 02468 92459 | Afon Rhondda Fach - source to conf Rhondda R | River Rhondda Fach | 181l/s | 6mm | 6mm in 2D | Unknown | None |  | Yes | Cello in CSO | Event Duration Monitoring | ST0246992473 | Event Duration Monitoring Point | 2020-03-31 | Updated site plan only
BP0243001 | Junction of Brithwen Rd & Swansea Rd | CSO | Network CSO with Cello Install | 1352 | 757 | 100% | Large (375mm pipe) | Nr 328 Swansea Rd | Waunarlwydd | Swansea | SA5 4SQ | EDMW | CSO | 2003-03-21 | Storm Sewage | Storm Sewage | Spills from CSO through screen to 375mm outfall pipe. | SS5986895609 | Llan - headwaters to tidal limit | A surface water sewer draining to the Gors-Fawr Brook | 88l/s | 10mm | 10mm in 2D | Unknown | None |  | Yes | Cello in CSO | Event Duration Monitoring | SS5987795606 | Event Duration Monitoring Point | 2020-03-31 | Updated site plan only
AN0124201 | Junction of Sunnyhill & Park Crescent CSO, Cwmparc | CSO | Network CSO with Cello Install | 1129 | 690 | 100% | Small (229mm VC) | 106 Park Rd | Treorchy | Cardiff | CF42 6HU | EDMW | CSO | 1998-09-08 | Storm Sewage | Storm Sewage | Spills from CSO, through screen and over weir to outfall pipe. | SS95319615 | Rhondda R - source to conf Afon Rhondda Fach | A tributary of the Nant Cwmparc | 75l/s | 10mm | 10mm in 2D | Unknown | None |  | Yes | Cello in CSO | Event Duration Monitoring | SS9530696146 | Event Duration Monitoring Point | 2020-03-31 | Updated site plan only
AE2015304 | Kimberly Road CSO | CSO | Network CSO with Cello Install | 3675 | 3200 | 100% | Large (600mm pipe). | Junc Pen-y-Lan Rd and Kimberley Rd | Cardiff | Cardiff | CF23 5HX | EDMW | CSO | 1963-09-02 | Storm Sewage | Storm Sewage | Spills from CSO to 600mm outfall pipe. | ST 1929 7822 | Unnamed trib - source to conf Rhymney R | Roath Brook | 6 times DWF | N/A | N/A | No Screen | None |  | Yes | Cello in CSO | Event Duration Monitoring | ST1935678304 | Event Duration Monitoring Point | 2020-03-31 | Updated site plan only
AN0157201 | Lanelay Crescent CSO, Maesycoe | CSO | Network CSO with Cello Install | 1055 | 480 | 100% | LARGE | Nr 2 Lanelay Terrace | Pontypridd | Cardiff | CF37 1ER | EDMW | CSO | 2002-02-04 | Storm Sewage | Storm Sewage | ST 0679 9004 | ST 0679 9004 | Rhondda R - conf Afon Rhondda Fach to conf R Ta | River Rhondda | 55l/s | 10mm | 10mm in 1D | Unknown | None |  | Yes | Cello in CSO | Event Duration Monitoring | ST0648790088 | Event Duration Monitoring Point | 2020-03-31 | Updated site plan only
AD0010623 | Leigh Rd CSO, Pontypool | CSO | Network CSO with Cello Install | 446 | 133 | 100% | Small (300mm pipe). | Opp Funeral Parlour, Limekiln Rd (Jnc Lower Leigh Rd) | Pen-twyn | Pontnewynydd | NP4 6TX | EDMW | CSO | 1969-02-12 | Storm Sewage | Storm Sewage | Spills over weir walls to 300mm outfall pipe. | SO 270 026 | Afon Lwyd - source to conf Dowlais Bk | Afon Lwyd | 2.05l/s | N/A | N/A | No Screen | None |  | Yes | Cello in CSO | Event Duration Monitoring | SO2700802654 | Event Duration Monitoring Point | 2020-03-31 | Updated site plan only
AD0004816 | LIMESTONE ROAD | CSO | Network CSO with Cello Install | 658 | 150 | 100% | Small (300mm pipe). | Limestone Road (Car Park) | Nantyglo | Brynmawr | NP23 4BL | EDMW | CSO | 1966-12-08 | Storm Sewage | Storm Sewage | Spills from CSO to 300mm outfall pipe. | SO 1902 1100 | Ebbw Fach R - source to conf Ebbw R | River Ebbw Fach | 0.6l/s | N/A | N/A | No Screen | None |  | Yes | Cello in CSO | Event Duration Monitoring | SO1902111004 | Event Duration Monitoring Point | 2020-03-31 | Updated site plan only
Bury Inlet
Note on Z1: Alexander Redwood: Add in if detailed on consent document
Note on AC1: If there are multiple spills points include both in here, as well as type of discharge (Storm and/or Emergency)